## Sheet1
RANCHI MUNICIPAL CORPORATION, RANCHI
BILL OF QUANTITY
Name of Work :- Construction of 1100'0" long Masonry Drain in tikali tola road from the house of Ramesh singh to near to kanke dam, Under ward no- 01
SL.NO. | ITEMS OF WORK | QTY |  | 1 | 2 | Qty | Unit | Rate | Amount
1 | Labour for cleaning before this site complete as per specification and direction of E/I. | 5 | 4 | 5 | 2 | 3 | Each | 243.77 | 731.31
2 5.1.1 + 5.1.2 | Earth work in Excavation in foundation trenches in ordinary soil (vide classification of soil item A ) and disposal of excavated earth as obtained to a distance up to 50 mm including all lifts, leveling, ramming the foundation trenches removing roots of trees, all complete as per approved design , building as per specification & direction of E/I. Extra for earth work in hard soil as per specification and direction of E/I. | 34.16 | 29.31 | 9.07 | 5.75 | 280.34 | Per M3 | 112.53 | 31546.6602
3 5.1.10 | Providing coarse clean sand in filling in foundation trenches or in plinth including ramming and watering in layers not exceeding 150mm thick with all leads and lifts including cost of all materials, labour, royalty and taxes all complete as per building specification & direction of E/I.( Mode of measurement compacted volume). | 12.75 | 10.63 | 0.57 | 0.46 | 23.36 | Per M3 | 228.47 | 5337.0592
4 8.6.8 | Supplying and laying (properly as per design and drawing) rip-rap with good quality of Boulders duly packed including the cost of materials, royalty all taxes etc. but excluding the cost of carriage all complete as per specification and direction of E/I. | 21.42 | 17.85 | 0.96 | 0.77 | 38.94 | Per M3 | 1191.77 | 46407.5238
5 5.3.2 | Providing PCC M 150 with nominal mix of (1:2:4) in foundation with approved quality of stone chips 20mm to 6mm size graded and clean coarse sand of F.M. 2.5 to 3 including screening, shuttering, mixing cement concrete in mixer and placing in position and ramming till compactin is achieved , curing side shuttering , taxes adn royalty all complete as per building specification and direction of E/I. |  | 15 | 3.9 | 2.7 | 33.75 | Per M3 | 5913.66 | 199586.025
6 5.2.34 | Providing random rubble stone masonry in C.M (1:4) in foundation and plinth with hammer dressed stone of less than 0.03 m3 in volume nad clean coarse sand of F.M. 2 to 2.5 including cost of screenign raking out joints to 20mm depth curing taxes and royalty all complete as per building specification and direction of E/I. |  |  |  |  | 93.45 | Per M3 | 2788.17 | 260554.4865
7 5.7.11 + 5.7.12 | Providing 25 mm thick cement plaster (1:4) with clean Course sand of F.M 1.5 and 1.5mm cement punning including Screening curing with all leads and lifts of water, scoffing taxes as per royalty all complete as per specification and direction of E/I | 91.15 | Sqm | 259.29 | 23634.2835 | 646.88 | Sqm | 259.29 | 167729.5152
8 5.3.30.1 | Providing R.C.C. (1:1.5:3) in precast cover slab over drain with approved quality of stone chips and clean coarse sand of F.M. 2.5 to 3 including curing, shuttering carrying the slab manually to site and laying in position all complete (but excluding the cost of reinforcement) taxes and royalty, all complete as per building specification and direction of E/I. |  | 21.25 | 1.52 | 1.22 | 4.25 | Per M3 | 6219.21 | 26431.6425
9 5.5.5 (b) | Providing Tor steel reinforcement of 10mm, 12mm & 16mm dia bars as per approved design and drawing excluding carriage of Rods (straight or in coils) to work site, cutting, bending, and binding with annealed wire with cost of wire, removal of rust, placing the rods in position all complete as per building specification and direction of E/I. |  | 2.25 | 0.57 | 0.42 | 0.45 | MT | 53433.91 | 24045.2595
10 | Carriage of Materials
A | Local Sand 14 KM | 12.75 | 10.63 | 0.57 | 0.46 | 23.36 | Per M3 | 377.8 | 8825.408
A(i) | Sand 49 KM | 29.16 | 33.58 | 2.32 | 1.7 | 72.32 | Per M3 | 788.13 | 56997.5616
B | Stone Boulder 36 KM | 21.42 | 56.1 | 1 | 0.8 | 132.39 | Per M3 | 756.83 | 100196.7237
C | Stone Chips (lead 22 KM) | 58.32 | 31.72 | 4.64 | 3.4 | 34.04 | Per M3 | 482.26 | 16416.1304
D | Earth ( Lead upto 1 K.M ) | 34.16 | 46.3 | 9.07 | 5.75 | 280.34 | Per M3 | 167.71 | 47015.8214
991821.127
Executive Engineer Ranchi Municipal Corporation Ranchi

## Sheet2
RANCHI MUNICIPAL CORPORATION, RANCHI
BILL OF QUANTITY
Name of Work :- Construction of PCC road at Sindwar toli Morabadi from the house of Mangal minj to the house of Sataynarayan lakra under ward no-03
SL.NO. | ITEMS OF WORK | QTY | UNIT | RATE | AMOUNT
1 | Lzbour for cleaning the work site before and after work etc. | 2 | Each | 243.77 | 487.54
2 5.1.1 + 5.1.2 | Earth work in Excavation in foundation trenches in ordinary soil (vide classification of soil item A ) and disposal of excavated earth as obtained to a distance up to 50 mm including all lifts, leveling, ramming the foundation trenches removing roots of trees, all complete as per approved design , building as per specification & direction of E/I. Extra for earth work in hard soil as per specification and direction of E/I. | 65.42 | Per M3 | 112.53 | 7361.7126
3 P-23 JBCD | Providing supplying and spreading of stone dust in fillling in foundation trenches or in plinth inlcluding ramming and watering in layers not exceding 150 mm thick with all leads and lifts including cost of materials, labour royalty and taxes all complete as per specification and direction of E/I. | 25.49 | Per M3 | 366.8 | 9349.732
4 8.6.8 | Supplying and laying (properly as per design and drawing) rip-rap with good quality of Boulders duly packed including the cost of materials, royalty all taxes etc. but excluding the cost of carriage all complete as per specification and direction of E/I. | 42.82 | Per M3 | 1191.77 | 51031.5914
5 5.3.2.1 | Providing PCC M 200 with nominal mix of (1:1.5:3) in foundation with approved quality of stone chips 20mm to 6mm size graded and clean coarse sand of F.M. 2.5 to 3 including screening, shuttering, mixing cement concrete in mixer and placing in position and ramming till compactin is achieved , curing side shuttering , taxes adn royalty all complete as per building specification and direction of E/I. | 42.48 | Per M3 | 6543.32 | 277960.2336
6 | Carriage of Materials
A | sand 49 KM | 18.27 | Per M3 | 788.13 | 14399.1351
B | Stone Boulder 36 Km | 42.82 | Per M3 | 756.83 | 32407.4606
C | Stone Chips& dust (Lead 22 KM) | 62.02 | Per M3 | 482.26 | 29909.7652
D | Earth ( Lead upto 1 K.M ) | 65.42 | Per M3 | 167.71 | 10971.5882
433878.7587
Assistant Engineer Ranchi Municipal Corporation Ranchi

## Sheet3
RANCHI MUNICIPAL CORPORATION, RANCHI
BILL OF QUANTITY
Name of Work :- Construction of PCC road at Pahar kocha in back side of Jogo pahar from the house of Deo sahay to electric pole (upto 25'0") under ward no-03
SL.NO. | ITEMS OF WORK | QTY | UNIT | RATE | AMOUNT
1 | Lzbour for cleaning the work site before and after work etc. | 2 | Each | 243.77 | 487.54
2 5.1.1 + 5.1.2 | Earth work in Excavation in foundation trenches in ordinary soil (vide classification of soil item A ) and disposal of excavated earth as obtained to a distance up to 50 mm including all lifts, leveling, ramming the foundation trenches removing roots of trees, all complete as per approved design , building as per specification & direction of E/I. Extra for earth work in hard soil as per specification and direction of E/I. | 54.52 | Per M3 | 112.53 | 6135.1356
3 P-23 JBCD | Providing supplying and spreading of stone dust in fillling in foundation trenches or in plinth inlcluding ramming and watering in layers not exceding 150 mm thick with all leads and lifts including cost of materials, labour royalty and taxes all complete as per specification and direction of E/I. | 21.24 | Per M3 | 366.8 | 7790.832
4 8.6.8 | Supplying and laying (properly as per design and drawing) rip-rap with good quality of Boulders duly packed including the cost of materials, royalty all taxes etc. but excluding the cost of carriage all complete as per specification and direction of E/I. | 35.68 | Per M3 | 1191.77 | 42522.3536
5 5.3.2.1 | Providing PCC M 200 with nominal mix of (1:1.5:3) in foundation with approved quality of stone chips 20mm to 6mm size graded and clean coarse sand of F.M. 2.5 to 3 including screening, shuttering, mixing cement concrete in mixer and placing in position and ramming till compactin is achieved , curing side shuttering , taxes adn royalty all complete as per building specification and direction of E/I. | 35.4 | Per M3 | 6543.32 | 231633.528
6 | Carriage of Materials
A | sand 49 KM | 15.22 | Per M3 | 788.13 | 11995.3386
B | Stone Boulder 36 Km | 35.68 | Per M3 | 756.83 | 27003.6944
C | Stone Chips& dust (Lead 22 KM) | 51.68 | Per M3 | 482.26 | 24923.1968
D | Earth ( Lead upto 1 K.M ) | 54.52 | Per M3 | 167.71 | 9143.5492
361635.1682
Assistant Engineer Ranchi Municipal Corporation Ranchi

## Sheet4
RANCHI MUNICIPAL CORPORATION, RANCHI
BILL OF QUANTITY
Name of Work :- Construction of PCC road near Jogo Pahar from the house of Sanjay pahan (Ashish pahan ) ashish bhagat to the house of Anil Lakra under ward no-03
SL.NO. | ITEMS OF WORK | QTY | UNIT | RATE | AMOUNT
1 | Lzbour for cleaning the work site before and after work etc. | 2 | Each | 243.77 | 487.54
2 5.1.1 + 5.1.2 | Earth work in Excavation in foundation trenches in ordinary soil (vide classification of soil item A ) and disposal of excavated earth as obtained to a distance up to 50 mm including all lifts, leveling, ramming the foundation trenches removing roots of trees, all complete as per approved design , building as per specification & direction of E/I. Extra for earth work in hard soil as per specification and direction of E/I. | 43.61 | Per M3 | 112.53 | 4907.4333
3 P-23 JBCD | Providing supplying and spreading of stone dust in fillling in foundation trenches or in plinth inlcluding ramming and watering in layers not exceding 150 mm thick with all leads and lifts including cost of materials, labour royalty and taxes all complete as per specification and direction of E/I. | 16.99 | Per M3 | 366.8 | 6231.932
4 8.6.8 | Supplying and laying (properly as per design and drawing) rip-rap with good quality of Boulders duly packed including the cost of materials, royalty all taxes etc. but excluding the cost of carriage all complete as per specification and direction of E/I. | 28.55 | Per M3 | 1191.77 | 34025.0335
5 5.3.2.1 | Providing PCC M 200 with nominal mix of (1:1.5:3) in foundation with approved quality of stone chips 20mm to 6mm size graded and clean coarse sand of F.M. 2.5 to 3 including screening, shuttering, mixing cement concrete in mixer and placing in position and ramming till compactin is achieved , curing side shuttering , taxes adn royalty all complete as per building specification and direction of E/I. | 28.32 | Per M3 | 6543.32 | 185306.8224
6 | Carriage of Materials
A | sand 49 KM | 12.18 | Per M3 | 788.13 | 9599.4234
B | Stone Boulder 36 Km | 28.55 | Per M3 | 756.83 | 21607.4965
C | Stone Chips& dust (Lead 22 KM) | 41.35 | Per M3 | 482.26 | 19941.451
D | Earth ( Lead upto 1 K.M ) | 43.61 | Per M3 | 167.71 | 7313.8331
289420.9652
Assistant Engineer Ranchi Municipal Corporation Ranchi

## Sheet5
RANCHI MUNICIPAL CORPORATION, RANCHI
BILL OF QUANTITY
Name of Work :- Improvement & widening of Old PCC road in Bariatu, from Main road to Shakti Sadan Apartment, ward No-06
SL NO | ITEMS OF WORK | QTY | UNIT | RATE | AMOUNT
1 | Providing man days for site clearence for before and after the work etc | 2 | Each | 243.77 | 487.54
1 5.1.1 + 5.1.2 | Earth work in Excavation in foundation trenches in ordinary soil (vide classification of soil item A ) and disposal of excavated earth as obtained to a distance up to 50 mm including all lifts, leveling, ramming the foundation trenches removing roots of trees, all complete as per approved design , building as per specification & direction of E/I. Extra for earth work in hard soil as per specification and direction of E/I. | 56.983 | Per M3 | 112.53 | 6412.297
2 5.1.10 | Providing coarse clean sand in filling in foundation trenches or in plinth including ramming and watering in layers not exceeding 150mm thick with all leads and lifts including cost of all materials, labour, royalty and taxes all complete as per building specification & direction of E/I.( Mode of measurement compacted volume). | 6.542 | Per M3 | 228.47 | 1494.6507
3 8.6.8 | Supplying and laying (properly as per design and drawing) rip-rap with good quality of Boulders duly packed including the cost of materials, royalty all taxes etc. but excluding the cost of carriage all complete as per specification and direction of E/I. | 10.991 | Per M3 | 1191.77 | 13098.7441
4 5.3.2.1 | Providing PCC M 200 with nominal mix of (1:1.5:3) in foundation with approved quality of stone chips 20mm to 6mm size graded and clean coarse sand of F.M. 2.5 to 3 including screening, shuttering, mixing cement concrete in mixer and placing in position and ramming till compactin is achieved , curing side shuttering , taxes adn royalty all complete as per building specification and direction of E/I. | 47.43 | Per M3 | 6543.32 | 310349.6676
5 JBCD P-29 Sl No-15*1.1 + P-41/ Sl No- 1*1.1/3.0 | Providing supplying and spreading of moorum in flanks at site -------------- all complete as per specification and direction of E/I. royalty Rs. 129.41/Cum+labour charge for unskilled labour/1.5 cum = Rs. 243.77/3.0) | 6.542 | Cum | 223.97 | 1465.2117
6 | Carriage of Materials
A | Sand 49 KM | 20.395 | Per M3 | 788.13 | 16073.9114
A(i) | Local Sand 13KM | 9.159 | Per M3 | 364.32 | 3336.8069
B | Stone Boulder 36 Km | 10.991 | Per M3 | 756.83 | 8318.3185
C | Stone Chips (Lead 22 KM) | 40.79 | Per M3 | 482.26 | 19671.3854
D | Moorum 14 KM | 6.542 | Per M3 | 319.24 | 2088.4681
E | Earth ( Lead upto 1 K.M ) | 56.983 | Per M3 | 167.7 | 9556.0491
392353.0505
Assistant Engineer Ranchi Municipal Corporation Ranchi

## Sheet6
RANCHI MUNICIPAL CORPORATION, RANCHI
BILL OF QUANTITY
Name of Work :- Construction of PCC road from the house of Mishra house to Itirani house via saheb house under ward no-06
SL.NO. | ITEMS OF WORK | QTY |  |  | QTY | UNIT | RATE | AMOUNT
1 | Labour for cleaning the work site before and after work etc. | 1 | 50 | 90 | 5 | Each | 206.17 | 1030.85
2 5.1.1 + 5.1.2 | Earth work in Excavation in foundation trenches in ordinary soil (vide classification of soil item A ) and disposal of excavated earth as obtained to a distance up to 50 mm including all lifts, leveling, ramming the foundation trenches removing roots of trees, all complete as per approved design , building as per specification & direction of E/I. Extra for earth work in hard soil as per specification and direction of E/I. | 8.49 | 50 | 90 | 80.43 | Per M3 | 94.78 | 7623.1554
3 5.1.10 | Providing coarse clean sand in filling in foundation trenches or in plinth including ramming and watering in layers not exceeding 150mm thick with all leads and lifts including cost of all materials, labour, royalty and taxes all complete as per building specification & direction of E/I.( Mode of measurement compacted volume). | 4.25 | 50 | 90 | 40.22 | Per M3 | 207.67 | 8352.4874
4 8.6.8 | Supplying and laying (properly as per design and drawing) rip-rap with good quality of Boulders duly packed including the cost of materials, royalty all taxes etc. but excluding the cost of carriage all complete as per specification and direction of E/I. | 7.08 | 50 | 90 | 67.02 | Per M3 | 992.68 | 66529.4136
5 5.3.2.1 | Providing PCC M 200 with nominal mix of (1:1.5:3) in foundation with approved quality of stone chips 20mm to 6mm size graded and clean coarse sand of F.M. 2.5 to 3 including screening, shuttering, mixing cement concrete in mixer and placing in position and ramming till compactin is achieved , curing side shuttering , taxes adn royalty all complete as per building specification and direction of E/I. | 8.5 | 50 | 90 | 66.27 | Per M3 | 6031 | 399674.37
6 | Carriage of Materials |  | 50 | 90
A | Local sand 18 KM | 4.25 | 50 | 90 | 68.45 | Per M3 | 346.85 | 23741.8825
B | Stone Boulder 29M | 7.08 | 50 | 90 | 67.02 | Per M3 | 647.59 | 43401.4818
C | Stone Chips (Lead 15 KM) | 7.3 | 50 | 90 | 56.86 | Per M3 | 462.56 | 26301.1616
D | Earth ( Lead upto 1 K.M ) | 8.49 | 50 | 90 | 72.38 | Per M3 | 156.12 | 11299.9656
587954.7679
Executive Engineer Ranchi Municipal Corporation Ranchi

## Sheet7
RANCHI MUNICIPAL CORPORATION, RANCHI
BILL OF QUANTITY
Name of Work :- Construction of PCC road in Sarna toli from sarna toli main roda to Bhunu runda house wardn-07
SL NO | ITEMS OF WORK | QTY | UNIT | RATE | AMOUNT
1 5.1.1 + 5.1.2 | Earth work in Excavation in foundation trenches in ordinary soil (vide classification of soil item A ) and disposal of excavated earth as obtained to a distance up to 50 mm including all lifts, leveling, ramming the foundation trenches removing roots of trees, all complete as per approved design , building as per specification & direction of E/I. Extra for earth work in hard soil as per specification and direction of E/I. | 73.63 | Per M3 | 112.53 | 8285.5839
2 5.1.10 | Providing coarse clean sand in filling in foundation trenches or in plinth including ramming and watering in layers not exceeding 150mm thick with all leads and lifts including cost of all materials, labour, royalty and taxes all complete as per building specification & direction of E/I.( Mode of measurement compacted volume). | 36.82 | Per M3 | 228.47 | 8412.2654
3 8.6.8 | Supplying and laying (properly as per design and drawing) rip-rap with good quality of Boulders duly packed including the cost of materials, royalty all taxes etc. but excluding the cost of carriage all complete as per specification and direction of E/I. | 61.36 | Per M3 | 1191.77 | 73127.0072
4 5.3.2.1 | Providing PCC M 200 with nominal mix of (1:1.5:3) in foundation with approved quality of stone chips 20mm to 6mm size graded and clean coarse sand of F.M. 2.5 to 3 including screening, shuttering, mixing cement concrete in mixer and placing in position and ramming till compactin is achieved , curing side shuttering , taxes adn royalty all complete as per building specification and direction of E/I. | 73.63 | Per M3 | 6543.32 | 481784.6516
5 JBCD P-29 Sl No-15*1.1 + P-41/ Sl No- 1*1.1/3.0 | Providing supplying and spreading of moorum in flanks at site -------------- all complete as per specification and direction of E/I. royalty Rs. 129.41/Cum+labour charge for unskilled labour/1.5 cum = Rs. 243.77/3.0) | 12.74 | Cum | 223.97 | 2853.3778
6 | Carriage of Materials
A | Sand 49 KM | 31.66 | Per M3 | 788.13 | 24952.1958
A(i) | Local Sand 13KM | 36.82 | Per M3 | 364.32 | 13414.2624
B | Stone Boulder 36 Km | 61.36 | Per M3 | 756.83 | 46439.0888
C | Stone Chips (Lead 22 KM) | 63.32 | Per M3 | 482.26 | 30536.7032
D | Moorum 14 KM | 12.74 | Per M3 | 314.84 | 4011.0616
E | Earth ( Lead upto 1 K.M ) | 73.63 | Per M3 | 167.7 | 12347.751
706163.9487
Executive Engineer Ranchi Municipal Corporation Ranchi

## Sheet8
RANCHI MUNICIPAL CORPORATION, RANCHI
BILL OF QUANTITY
Name of Work :- Construction of PCC road from house of Sapan Ghosh to H.B Road.
SL.NO. | ITEMS OF WORK | QTY | UNIT | RATE | AMOUNT
1 | Lzbour for cleaning the work site before and after work etc. | 2 | Each | 243.77 | 487.54
2 5.1.1 + 5.1.2 | Earth work in Excavation in foundation trenches in ordinary soil (vide classification of soil item A ) and disposal of excavated earth as obtained to a distance up to 50 mm including all lifts, leveling, ramming the foundation trenches removing roots of trees, all complete as per approved design , building as per specification & direction of E/I. Extra for earth work in hard soil as per specification and direction of E/I. | 87.51 | Per M3 | 112.53 | 9847.5003
3. 5.1.10 | Providing coarse clean sand in filling in foundation trenches or in plinth including ramming and watering in layers not exceeding 150mm thick with all leads and lifts including cost of all materials, labour, royalty and taxes all complete as per building specification & direction of E/I.( Mode of measurement compacted volume). | 20.39 | Per M3 | 228.47 | 4658.5033
4 8.6.8 | Supplying and laying (properly as per design and drawing) rip-rap with good quality of Boulders duly packed including the cost of materials, royalty all taxes etc. but excluding the cost of carriage all complete as per specification and direction of E/I. | 33.98 | Per M3 | 1191.77 | 40496.3446
5 5.3.2.1 | Providing PCC M 200 with nominal mix of (1:1.5:3) in foundation with approved quality of stone chips 20mm to 6mm size graded and clean coarse sand of F.M. 2.5 to 3 including screening, shuttering, mixing cement concrete in mixer and placing in position and ramming till compactin is achieved , curing side shuttering , taxes adn royalty all complete as per building specification and direction of E/I. | 33.13 | Per M3 | 6543.32 | 216780.1916
6 | Carriage of Materials
i | sand 42 KM | 14.24 | Per M3 | 710.13 | 10112.2512
ii | sand 13 KM | 20.39 | Per M3 | 364.32 | 7428.4848
iii | Stone Boulder 36 Km | 33.98 | Per M3 | 756.83 | 25717.0834
vi | Stone Chips& dust (Lead 22 KM) | 28.45 | Per M3 | 482.26 | 13720.297
v | Earth ( Lead upto 1 K.M ) | 87.51 | Per M3 | 167.71 | 14676.3021
343924.4983
Assistant Engineer Ranchi Municipal Corporation Ranchi

## Sheet9
RANCHI MUNICIPAL CORPORATION, RANCHI
BILL OF QUANTITY
Name of Work :- Construction of PCC road in Gaus nagar Ushman quraishi house to bablu house under ward no-11
SL.NO. | ITEMS OF WORK | QTY | UNIT | RATE | AMOUNT
1 5.1.1 + 5.1.2 | Earth work in Excavation in foundation trenches in ordinary soil (vide classification of soil item A ) and disposal of excavated earth as obtained to a distance up to 50 mm including all lifts, leveling, ramming the foundation trenches removing roots of trees, all complete as per approved design , building as per specification & direction of E/I. Extra for earth work in hard soil as per specification and direction of E/I. | 36.67 | Per M3 | 112.53 | 4126.4751
2 5.1.10 | Providing coarse clean sand in filling in foundation trenches or in plinth including ramming and watering in layers not exceeding 150mm thick with all leads and lifts including cost of all materials, labour, royalty and taxes all complete as per building specification & direction of E/I.( Mode of measurement compacted volume). | 9.16 | Per M3 | 228.47 | 2092.7852
3 8.6.8 | Supplying and laying (properly as per design and drawing) rip-rap with good quality of Boulders duly packed including the cost of materials, royalty all taxes etc. but excluding the cost of carriage all complete as per specification and direction of E/I. | 15.25 | Per M3 | 1191.77 | 18174.4925
4 5.3.2.1 | Providing PCC M 200 with nominal mix of (1:1.5:3) in foundation with approved quality of stone chips 20mm to 6mm size graded and clean coarse sand of F.M. 2.5 to 3 including screening, shuttering, mixing cement concrete in mixer and placing in position and ramming till compactin is achieved , curing side shuttering , taxes adn royalty all complete as per building specification and direction of E/I. | 18.33 | Per M3 | 6543.32 | 119939.0556
5 | Carriage of Materials
A | sand 49 KM | 7.88 | Per M3 | 788.13 | 6210.4644
A(i) | Local sand 14KM | 9.16 | Per M3 | 377.8 | 3460.648
B | Stone Boulder 36 Km | 15.25 | Per M3 | 756.83 | 11541.6575
C | Stone Chips (Lead 22 KM) | 15.77 | Per M3 | 482.26 | 7605.2402
D | Earth ( Lead upto 1 K.M ) | 36.67 | Per M3 | 167.71 | 6149.9257
179300.7442
Assistant Engineer Ranchi Municipal Corporation Ranchi

## Sheet10
RANCHI MUNICIPAL CORPORATION, RANCHI
BILL OF QUANTITY
Name of Work :- Construction for Improvement of road form kanti aind house to master kandulna house at ketari bagan road No-7A in under ward no-12
SL.NO. | ITEMS OF WORK | QTY |  |  | QTY | UNIT | RATE | AMOUNT
1 5.1.1 + 5.1.2 | Earth work in Excavation in foundation trenches in ordinary soil (vide classification of soil item A ) and disposal of excavated earth as obtained to a distance up to 50 mm including all lifts, leveling, ramming the foundation trenches removing roots of trees, all complete as per approved design , building as per specification & direction of E/I. Extra for earth work in hard soil as per specification and direction of E/I. | 8.49 | 50 | 90 | 12.03 | Per M3 | 112.53 | 1353.7359
2 5.1.10 | Providing coarse clean sand in filling in foundation trenches or in plinth including ramming and watering in layers not exceeding 150mm thick with all leads and lifts including cost of all materials, labour, royalty and taxes all complete as per building specification & direction of E/I.( Mode of measurement compacted volume). | 4.25 | 50 | 90 | 6.02 | Per M3 | 228.47 | 1375.3894
3 8.6.8 | Supplying and laying (properly as per design and drawing) rip-rap with good quality of Boulders duly packed including the cost of materials, royalty all taxes etc. but excluding the cost of carriage all complete as per specification and direction of E/I. | 7.08 | 50 | 90 | 10.03 | Per M3 | 1191.77 | 11953.4531
4 5.3.2.1 | Providing PCC M 200 with nominal mix of (1:1.5:3) in foundation with approved quality of stone chips 20mm to 6mm size graded and clean coarse sand of F.M. 2.5 to 3 including screening, shuttering, mixing cement concrete in mixer and placing in position and ramming till compactin is achieved , curing side shuttering , taxes adn royalty all complete as per building specification and direction of E/I. | 8.5 | 50 | 90 | 66.19 | Per M3 | 6543.32 | 433102.3508
5 | Carriage of Materials |  | 50 | 90
A | sand 42 KM | 3.65 | 50 | 90 | 28.46 | Per M3 | 710.13 | 20210.2998
A(i) | Local sand 18 KM | 4.25 | 50 | 90 | 6.02 | Per M3 | 431.75 | 2599.135
B | Stone Boulder 29M | 7.08 | 50 | 90 | 10.03 | Per M3 | 664.32 | 6663.1296
C | Stone Chips (Lead 15 KM) | 7.3 | 50 | 90 | 56.92 | Per M3 | 391.29 | 22272.2268
F | Earth ( Lead upto 1 K.M ) | 8.49 | 50 | 90 | 12.03 | Per M3 | 167.7 | 2017.431
501547.1514
Executive Engineer Ranchi Municipal Corporation Ranchi

## Scheme NO-11
RANCHI MUNICIPAL CORPORATION, RANCHI
BILL OF QUANTITY
Name of Work :- Construction of Masonry Drain from Karlus Bhutkumar house to fransis house Under ward No-12
SL.NO. | ITEMS OF WORK | 1 | 2 | 3 | Qty. | UNIT | RATE | AMOUNT
1 | Providing man days for site clearence leveling, dressing etc. all complete as per specification and direction of E/I. | 5 | 5 | 5 | 5 | Each | 243.77 | 1218.85
2 5.10.2 | Dismantling plain cement or lime concrete work including stacking seviceable materials in countable stacks within 15 M lead and disposal of unserviceable materials with all leads all complete as per direction of E/I. | 0.71 | 3.79 |  | 5.1 | Per M3 | 642.78 | 3278.178
3 5.1.1 + 5.1.2 | Earth work in Excavation in foundation trenches in ordinary soil (vide classification of soil item A ) and disposal of excavated earth as obtained to a distance up to 50 mm including all lifts, leveling, ramming the foundation trenches removing roots of trees, all complete as per approved design , building as per specification & direction of E/I. Extra for earth work in hard soil as per specification and direction of E/I. | 76.05 | 76.58 | 42.49 | 72.63 | Per M3 | 112.53 | 8173.0539
4 5.1.10 | Providing coarse clean sand in filling in foundation trenches or in plinth including ramming and watering in layers not exceeding 150mm thick with all leads and lifts including cost of all materials, labour, royalty and taxes all complete as per building specification & direction of E/I.( Mode of measurement compacted volume). | 22.66 | 26.34 | 3.55 | 7.33 | Per M3 | 228.47 | 1674.6851
5 8.6.8 | Supplying and laying (properly as per design and drawing) rip-rap with good quality of Boulders duly packed including the cost of materials, royalty all taxes etc. but excluding the cost of carriage all complete as per specification and direction of E/I. | 38.07 | 42.35 | 5.95 | 12.01 | Per M3 | 1191.77 | 14313.1577
6 5.3.2 | Providing PCC .M 150 (1:2:4) in foundation and plinth with approved quality of stone chips 20mm to 6mm size graded and clean coarse sand of F.M 2.5 to 3 including screening, shuttering, mixing cement concrete in mixer and placing in position, vibrating, striking, curing ( but excluding the cost of reinforcement) taxes and royalty all complete as per building specification and direction of E/I | 6.8 |  | 37.17 | 10.23 | Per M3 | 5913.66 | 60496.7418
7 5.2.34 | Providing random rubble stone masonry in C.M (1:4) in foundation and plinth with hammer dressed stone of less than 0.03 m3 in volume nad clean coarse sand of F.M. 2 to 2.5 including cost of screenign raking out joints to 20mm depth curing taxes and royalty all complete as per building specification and direction of E/I. | 6.8 |  | 37.17 | 23.85 | Per M3 | 2788.17 | 66497.8545
8 5.7.11 + 5.7.12 | Providing 2.5 mm thick cement plaster (1:4) with clean Course sand of F.M 1.5 and 1.5mm cement punning including Screening curing with all leads and lifts of water, scoffing taxes as per royalty all complete as per specification and direction of E/I |  |  |  | 159.24 | Sqm | 259.29 | 41289.3396
9 5.3.30.1 | Providing Precast R.C.C. M-200 in nominal mix (1:1.5:3) in slab with approved quality of stone metal grade III (50mm to 25mm size) and clean coarse sand to F.M 2.5 to 3 including screening, shuttering, mixing cement concrete in mixer and placing in position, vibrating, striking, curing, taxes and royalty all complete as per building specification and direction of E/I | 5.63 |  |  | 4.32 | Per M3 | 6219.21 | 26866.9872
10 5.5.5 | Providing Tor steel reinforcement of 10mm, 12mm & 16mm dia bars as per approved design and drawing excluding carriage of Rods (straight or in coils) to work site, cutting, bending, and binding with annealed wire with cost of wire, removal of rust, placing the rods in position all complete as per building specification and direction of E/I. | 0.696 | 1.39 |  | 0.382 | MT | 53433.91 | 20411.7536
11 | Carriage of Materials
A | Local sand 16 KM | 22.66 | 26.34 | 3.55 | 7.33 | Per M3 | 431.75 | 3164.7275
A(i) | sand 47 KM | 6.9145 | 73.73 | 20.14 | 20.85 | Per M3 | 710.13 | 14806.2105
B | Stone Boulder 34KM |  |  |  | 35.86 | Per M3 | 664.32 | 23822.5152
C | Stone Chips (Lead 20 KM) | 7.909 | 147.45 | 9.08 | 12.93 | Per M3 | 391.29 | 5059.3797
D | Earth ( Lead upto 1 K.M ) | 76.05 | 80.37 | 42.49 | 77.73 | Per M3 | 167.7 | 13035.321
304108.7553
Assistant Engineer Ranchi Municipal Corporation Ranchi

## Sheet12
RANCHI MUNICIPAL CORPORATION, RANCHI
BILL OF QUANTITY
Name of Work :- Construction of PCC road from Gondal master house to Akhara and from silbest kerketta house to Oheya tirkey house at munda garha under ward no-12
SL.NO. | ITEMS OF WORK | QTY |  |  | QTY | UNIT | RATE | AMOUNT
1 | Providing man days for site clearence before and after the work and carrying materials by head load etc. | 1 | 50 | 90 | 10 | Each | 243.77 | 2437.7
2 5.1.1 + 5.1.2 | Earth work in Excavation in foundation trenches in ordinary soil (vide classification of soil item A ) and disposal of excavated earth as obtained to a distance up to 50 mm including all lifts, leveling, ramming the foundation trenches removing roots of trees, all complete as per approved design , building as per specification & direction of E/I. Extra for earth work in hard soil as per specification and direction of E/I. | 8.49 | 50 | 90 | 124.03 | Per M3 | 112.53 | 13957.0959
3 5.1.10 | Providing coarse clean sand in filling in foundation trenches or in plinth including ramming and watering in layers not exceeding 150mm thick with all leads and lifts including cost of all materials, labour, royalty and taxes all complete as per building specification & direction of E/I.( Mode of measurement compacted volume). | 4.25 | 50 | 90 | 28.18 | Per M3 | 228.47 | 6438.2846
4 8.6.8 | Supplying and laying (properly as per design and drawing) rip-rap with good quality of Boulders duly packed including the cost of materials, royalty all taxes etc. but excluding the cost of carriage all complete as per specification and direction of E/I. | 7.08 | 50 | 90 | 46.96 | Per M3 | 1191.77 | 55965.5192
5 5.3.2.1 | Providing PCC M 150 with nominal mix of (1:2:4) in foundation with approved quality of stone chips 20mm to 6mm size graded and clean coarse sand of F.M. 2.5 to 3 including screening, shuttering, mixing cement concrete in mixer and placing in position and ramming till compactin is achieved , curing side shuttering , taxes adn royalty all complete as per building specification and direction of E/I. | 8.5 | 50 | 90 | 56.35 | Per M3 | 5913.66 | 333234.741
6 | Carriage of Materials |  | 50 | 90
A | sand 42 KM | 3.65 | 50 | 90 | 25.36 | Per M3 | 710.13 | 18008.8968
A(i) | Local sand 18 KM | 4.25 | 50 | 90 | 28.18 | Per M3 | 431.75 | 12166.715
B | Stone Boulder 29M | 7.08 | 50 | 90 | 46.96 | Per M3 | 664.32 | 31196.4672
C | Stone Chips (Lead 15 KM) | 7.3 | 50 | 90 | 50.72 | Per M3 | 391.29 | 19846.2288
F | Earth ( Lead upto 1 K.M ) | 8.49 | 50 | 90 | 124.03 | Per M3 | 167.7 | 20799.831
514051.4795
Executive Engineer Ranchi Municipal Corporation Ranchi

## Sheet13
RANCHI MUNICIPAL CORPORATION, RANCHI
BILL OF QUANTITY
Name of Work :- Construction for widening and improvement of road from pranam apartment to moti enclave at sahay compound in under ward no-19
SL.NO. | ITEMS OF WORK | QTY |  |  | QTY | UNIT | RATE | AMOUNT
1 | Labour for cleaning the work site before and after work etc. | 1 | 50 | 90 | 5 | Each | 243.77 | 1218.85
2 5.1.1 + 5.1.2 | Earth work in Excavation in foundation trenches in ordinary soil (vide classification of soil item A ) and disposal of excavated earth as obtained to a distance up to 50 mm including all lifts, leveling, ramming the foundation trenches removing roots of trees, all complete as per approved design , building as per specification & direction of E/I. Extra for earth work in hard soil as per specification and direction of E/I. | 8.49 | 50 | 90 | 8.35 | Per M3 | 112.53 | 939.6255
3 5.1.10 | Providing coarse clean sand in filling in foundation trenches or in plinth including ramming and watering in layers not exceeding 150mm thick with all leads and lifts including cost of all materials, labour, royalty and taxes all complete as per building specification & direction of E/I.( Mode of measurement compacted volume). | 4.25 | 50 | 90 | 3.11 | Per M3 | 228.47 | 710.5417
4 8.6.8 | Supplying and laying (properly as per design and drawing) rip-rap with good quality of Boulders duly packed including the cost of materials, royalty all taxes etc. but excluding the cost of carriage all complete as per specification and direction of E/I. | 7.08 | 50 | 90 | 5.23 | Per M3 | 1191.77 | 6232.9571
5 5.3.2.1 | Providing PCC M 200 with nominal mix of (1:1.5:3) in foundation with approved quality of stone chips 20mm to 6mm size graded and clean coarse sand of F.M. 2.5 to 3 including screening, shuttering, mixing cement concrete in mixer and placing in position and ramming till compactin is achieved , curing side shuttering , taxes adn royalty all complete as per building specification and direction of E/I. | 8.5 | 50 | 90 | 37.38 | Per M3 | 6543.32 | 244589.3016
6 | Carriage of Materials |  | 50 | 90
A | sand 42 KM | 3.65 | 50 | 90 | 16.07 | Per M3 | 788.13 | 12665.2491
A(i) | Local sand 18 KM | 4.25 | 50 | 90 | 3.11 | Per M3 | 364.32 | 1133.0352
B | Stone Boulder 29M | 7.08 | 50 | 90 | 5.23 | Per M3 | 756.83 | 3958.2209
C | Stone Chips (Lead 15 KM) | 7.3 | 50 | 90 | 32.15 | Per M3 | 482.26 | 15504.659
F | Earth ( Lead upto 1 K.M ) | 8.49 | 50 | 90 | 8.35 | Per M3 | 167.7 | 1400.295
288352.7351
Assistant Engineer Ranchi Municipal Corporation Ranchi

## Sheet14
RANCHI MUNICIPAL CORPORATION, RANCHI
BILL OF QUANTITY
Name of Work :- Construction of PCC road at ward No-9 at lohra kocha from kainath hostel to biru babu advocate boundry
SL.NO. | ITEMS OF WORK | QTY |  |  | QTY | UNIT | RATE | AMOUNT
1 | Labour for cleaning the work site before and after work etc. | 1 | 50 | 90 | 5 | Each | 243.77 | 1218.85
1 5.1.1 + 5.1.2 | Earth work in Excavation in foundation trenches in ordinary soil (vide classification of soil item A ) and disposal of excavated earth as obtained to a distance up to 50 mm including all lifts, leveling, ramming the foundation trenches removing roots of trees, all complete as per approved design , building as per specification & direction of E/I. Extra for earth work in hard soil as per specification and direction of E/I. | 8.49 | 50 | 90 | 11.04 | Per M3 | 112.53 | 1242.3312
2 5.1.10 | Providing coarse clean sand in filling in foundation trenches or in plinth including ramming and watering in layers not exceeding 150mm thick with all leads and lifts including cost of all materials, labour, royalty and taxes all complete as per building specification & direction of E/I.( Mode of measurement compacted volume). | 4.25 | 50 | 90 | 11.96 | Per M3 | 228.47 | 2732.5012
3 8.6.8 | Supplying and laying (properly as per design and drawing) rip-rap with good quality of Boulders duly packed including the cost of materials, royalty all taxes etc. but excluding the cost of carriage all complete as per specification and direction of E/I. | 7.08 | 50 | 90 | 19.94 | Per M3 | 1191.77 | 23763.8938
4 5.3.2.1 | Providing RCC M 200 with nominal mix of (1:1.5:3) in drain cover ………………… do ……………. all complete as per building specification and direction of E/I. | 8.5 | 50 | 90 | 18.41 | Per M3 | 6543.32 | 120462.5212
5 | Carriage of Materials |  | 50 | 90
A | sand 42 KM | 3.65 | 50 | 90 | 7.9 | Per M3 | 710.13 | 5610.027
A(i) | Local sand 13 KM | 4.25 | 50 | 90 | 11.96 | Per M3 | 364.32 | 4357.2672
B | Stone Boulder 36 Km | 7.08 | 50 | 90 | 19.94 | Per M3 | 756.83 | 15091.1902
C | Stone Chips (Lead 22 KM) | 7.3 | 50 | 90 | 15.81 | Per M3 | 482.26 | 7624.5306
F | Earth ( Lead upto 1 K.M ) | 8.49 | 50 | 90 | 11.04 | Per M3 | 167.7 | 1851.408
183954.5204
Assistant Engineer Ranchi Municipal Corporation Ranchi

## Sheet15
RANCHI MUNICIPAL CORPORATION, RANCHI
BILL OF QUANTITY
Name of Work :- Construction of Drain at New karamtoli from Culvert to Pawan verma house Under ward no-21
SL.NO. | ITEMS OF WORK | QTY | Unit | Rate | Amount
1 | Labour for cleaning before this site complete as per specification and direction of E/I. | 4 | Each | 243.77 | 975.08
2 5.1.1 + 5.1.2 | Earth work in Excavation in foundation trenches in ordinary soil (vide classification of soil item A ) and disposal of excavated earth as obtained to a distance up to 50 mm including all lifts, leveling, ramming the foundation trenches removing roots of trees, all complete as per approved design , building as per specification & direction of E/I. Extra for earth work in hard soil as per specification and direction of E/I. | 143.87 | Per M3 | 112.53 | 16189.6911
3 5.1.10 | Providing coarse clean sand in filling in foundation trenches or in plinth including ramming and watering in layers not exceeding 150mm thick with all leads and lifts including cost of all materials, labour, royalty and taxes all complete as per building specification & direction of E/I.( Mode of measurement compacted volume). | 7.08 | Per M3 | 228.47 | 1617.5676
4 8.6.8 | Supplying and laying (properly as per design and drawing) rip-rap with good quality of Boulders duly packed including the cost of materials, royalty all taxes etc. but excluding the cost of carriage all complete as per specification and direction of E/I. | 11.78 | Per M3 | 1191.77 | 14039.0506
5 5.3.2 | Providing PCC M 150 with nominal mix of (1:2:4) in foundation with approved quality of stone chips 20mm to 6mm size graded and clean coarse sand of F.M. 2.5 to 3 including screening, shuttering, mixing cement concrete in mixer and placing in position and ramming till compactin is achieved , curing side shuttering , taxes adn royalty all complete as per building specification and direction of E/I. | 16.52 | Per M3 | 5913.66 | 97693.6632
6 5.2.34 | Providing rough dressed course stone masonry in cement mortar (1:6) in foundation and plinth with hammer dressed stone of less than 0.03 m3 in volume nad clean coarse sand of F.M. 2 to 2.5 including cost of screenign raking out joints to 20mm depth curing taxes and royalty all complete as per building specification and direction of E/I. | 56.64 | Per M3 | 2788.17 | 157921.9488
7 5.7.11 + 5.7.12 | Providing 25 mm thick cement plaster (1:4) with clean Course sand of F.M 1.5 and 1.5mm cement punning including Screening curing with all leads and lifts of water, scoffing taxes as per royalty all complete as per specification and direction of E/I | 189.71 | Sqm | 259.29 | 49189.9059
8 5.3.30.1 | Providing R.C.C. (1:1.5:3) in precast cover slab over drain with approved quality of stone chips and clean coarse sand of F.M. 2.5 to 3 including curing, shuttering carrying the slab manually to site and laying in position all complete (but excluding the cost of reinforcement) taxes and royalty, all complete as per building specification and direction of E/I. | 21.24 | Per M3 | 6219.21 | 132096.0204
9 5.5.5 (b) | Providing Tor steel reinforcement of 10mm, 12mm & 16mm dia bars as per approved design and drawing excluding carriage of Rods (straight or in coils) to work site, cutting, bending, and binding with annealed wire with cost of wire, removal of rust, placing the rods in position all complete as per building specification and direction of E/I. | 3 | MT | 53433.91 | 160301.73
10 | Carriage of Materials
A | Local Sand 13 KM | 7.08 | Per M3 | 364.32 | 2579.3856
B | Sand 49 KM | 42.074 | Per M3 | 788.13 | 33159.7816
C | Stone Boulder 36 km | 68.42 | Per M3 | 756.83 | 51782.3086
D | Stone Chips (lead 22 KM) | 33.108 | Per M3 | 482.26 | 15966.6641
E | Earth ( Lead upto 1 K.M ) | 143.87 | Per M3 | 167.71 | 24128.4377
| BOQ Cost |  |  |  | 757641.2352
Executive Engineer Ranchi Municipal Corporation Ranchi

## Sheet16
RANCHI MUNICIPAL CORPORATION, RANCHI
BILL OF QUANTITY
Name of Work :- Construction of Boulder masonry drain with precast cover in ward no-21 of RMC from nala to wards annapurna chowk nagra toli Under ward no-21
SL.NO. | ITEMS OF WORK | QTY |  | 1 | 2 | Qty | Unit | Rate | Amount
1 5.1.1 + 5.1.2 | Earth work in Excavation in foundation trenches in ordinary soil (vide classification of soil item A ) and disposal of excavated earth as obtained to a distance up to 50 mm including all lifts, leveling, ramming the foundation trenches removing roots of trees, all complete as per approved design , building as per specification & direction of E/I. Extra for earth work in hard soil as per specification and direction of E/I. | 34.16 | 29.31 | 9.07 | 5.75 | 71.33 | Per M3 | 112.53 | 8026.7649
2 5.1.10 | Providing coarse clean sand in filling in foundation trenches or in plinth including ramming and watering in layers not exceeding 150mm thick with all leads and lifts including cost of all materials, labour, royalty and taxes all complete as per building specification & direction of E/I.( Mode of measurement compacted volume). | 12.75 | 10.63 | 0.57 | 0.46 | 6.9 | Per M3 | 228.47 | 1576.443
3 8.6.8 | Supplying and laying (properly as per design and drawing) rip-rap with good quality of Boulders duly packed including the cost of materials, royalty all taxes etc. but excluding the cost of carriage all complete as per specification and direction of E/I. | 21.42 | 17.85 | 0.96 | 0.77 | 11.505 | Per M3 | 1191.77 | 13711.3139
4 5.3.2 | Providing PCC M 150 with nominal mix of (1:2:4) in foundation with approved quality of stone chips 20mm to 6mm size graded and clean coarse sand of F.M. 2.5 to 3 including screening, shuttering, mixing cement concrete in mixer and placing in position and ramming till compactin is achieved , curing side shuttering , taxes adn royalty all complete as per building specification and direction of E/I. |  | 15 | 3.9 | 2.7 | 9.735 | Per M3 | 5913.66 | 57569.4801
5 5.2.34 | Providing random rubble stone masonry in C.M (1:4) in foundation and plinth with hammer dressed stone of less than 0.03 m3 in volume nad clean coarse sand of F.M. 2 to 2.5 including cost of screenign raking out joints to 20mm depth curing taxes and royalty all complete as per building specification and direction of E/I. |  |  |  |  | 25.488 | Per M3 | 2788.17 | 71064.877
6 5.7.11 + 5.7.12 | Providing 25 mm thick cement plaster (1:4) with clean Course sand of F.M 1.5 and 1.5mm cement punning including Screening curing with all leads and lifts of water, scoffing taxes as per royalty all complete as per specification and direction of E/I | 91.15 | Sqm | 259.29 | 23634.2835 | 76.58 | Sqm | 259.29 | 19856.4282
7 5.3.30.1 | Providing R.C.C. (1:1.5:3) in precast cover slab over drain with approved quality of stone chips and clean coarse sand of F.M. 2.5 to 3 including curing, shuttering carrying the slab manually to site and laying in position all complete (but excluding the cost of reinforcement) taxes and royalty, all complete as per building specification and direction of E/I. |  | 21.25 | 1.52 | 1.22 | 12.744 | Per M3 | 6219.21 | 79257.6122
8 5.5.5 (b) | Providing Tor steel reinforcement of 10mm, 12mm & 16mm dia bars as per approved design and drawing excluding carriage of Rods (straight or in coils) to work site, cutting, bending, and binding with annealed wire with cost of wire, removal of rust, placing the rods in position all complete as per building specification and direction of E/I. |  | 2.25 | 0.57 | 0.42 | 1.35 | MT | 53433.91 | 72135.7785
9 | Carriage of Materials
A | Local Sand 13 KM | 12.75 | 10.63 | 0.57 | 0.46 | 6.9 | Per M3 | 364.32 | 2513.808
A(i) | Sand 49 KM | 29.16 | 33.58 | 2.32 | 1.7 | 25.22 | Per M3 | 788.13 | 19876.6386
B | Stone Boulder 36 KM | 21.42 | 56.1 | 1 | 0.8 | 36.993 | Per M3 | 756.83 | 27997.4122
C | Stone Chips (lead 22 KM) | 58.32 | 31.72 | 4.64 | 3.4 | 19.72 | Per M3 | 482.26 | 9510.1672
D | Earth ( Lead upto 1 K.M ) | 34.16 | 46.3 | 9.07 | 5.75 | 71.33 | Per M3 | 167.7 | 11962.041
395058.7647
Assistant Engineer Ranchi Municipal Corporation Ranchi

## Sheet17
RANCHI MUNICIPAL CORPORATION, RANCHI
BILL OF QUANTITY
Name of Work :- Construction of Drain near Crown Public School from Bye pass road to Shiv Toppo house Under ward No-24
SL.NO. | ITEMS OF WORK | 1 | 2 | 3 |  | Qty. | Qty | UNIT | RATE | AMOUNT
1 | Providing man days for site clearence leveling, dressing etc. all complete as per specification and direction of E/I. | 5 | 5 | 5 | 3 | 3 | 6 | Each | 243.77 | 1462.62
2 5..10.1 | Dismantling of Pucca brick or lime work ---------- do------------ all complete as per speicification and direction of E/I. |  |  |  |  | 8.5 | 8.5 | Per M3 | 364.24 | 3096.04
3 5.10.2 | Dismantling plain cement or lime concrete work including stacking seviceable materials in countable stacks within 15 M lead and disposal of unserviceable materials with all leads all complete as per direction of E/I. | 0.71 | 3.79 |  | 4.25 | 2.66 | 6.91 | Per M3 | 536.43 | 3706.7313
4 5.10.3 | Dismantling RCC work including ………. Do ……….. All complete as per specification and direction of E/I. |  |  |  |  | 6.37 | 6.37 | Per M3 | 1340.2 | 8537.074
5 5.1.1 + 5.1.2 | Earth work in Excavation in foundation trenches in ordinary soil (vide classification of soil item A ) and disposal of excavated earth as obtained to a distance up to 50 mm including all lifts, leveling, ramming the foundation trenches removing roots of trees, all complete as per approved design , building as per specification & direction of E/I. Extra for earth work in hard soil as per specification and direction of E/I. | 76.05 | 76.58 | 42.49 | 53.53 | 36.26 | 89.79 | Per M3 | 112.53 | 10104.0687
6 5.1.10 | Providing coarse clean sand in filling in foundation trenches or in plinth including ramming and watering in layers not exceeding 150mm thick with all leads and lifts including cost of all materials, labour, royalty and taxes all complete as per building specification & direction of E/I.( Mode of measurement compacted volume). | 22.66 | 26.34 | 3.55 | 5.85 | 6.2 | 12.05 | Per M3 | 228.47 | 2753.0635
7 8.6.8 | Supplying and laying (properly as per design and drawing) rip-rap with good quality of Boulders duly packed including the cost of materials, royalty all taxes etc. but excluding the cost of carriage all complete as per specification and direction of E/I. | 38.07 | 42.35 | 5.95 | 8.93 | 10.41 | 19.34 | Per M3 | 1191.77 | 23048.8318
8 5.3.2 | Providing PCC .M 150 (1:2:4) in foundation and plinth with approved quality of stone chips 20mm to 6mm size graded and clean coarse sand of F.M 2.5 to 3 including screening, shuttering, mixing cement concrete in mixer and placing in position, vibrating, striking, curing ( but excluding the cost of reinforcement) taxes and royalty all complete as per building specification and direction of E/I | 6.8 |  | 37.17 | 7.5 | 8.7 | 16.2 | Per M3 | 5913.66 | 95801.292
9 5.2.34 | Providing random rubble stone masonry in C.M (1:4) in foundation and plinth with hammer dressed stone of less than 0.03 m3 in volume nad clean coarse sand of F.M. 2 to 2.5 including cost of screenign raking out joints to 20mm depth curing taxes and royalty all complete as per building specification and direction of E/I. | 6.8 |  | 37.17 | 19.12 | 22.3 | 41.42 | Per M3 | 2788.17 | 115486.0014
10 5.7.11 + 5.7.12 | Providing 2.5 mm thick cement plaster (1:4) with clean Course sand of F.M 1.5 and 1.5mm cement punning including Screening curing with all leads and lifts of water, scoffing taxes as per royalty all complete as per specification and direction of E/I |  |  |  | 158.1 | 184.4 | 342.5 | Sqm | 259.29 | 88806.825
11 5.3.30.1 | Providing Precast R.C.C. M-200 in nominal mix (1:1.5:3) in slab with approved quality of stone metal grade III (50mm to 25mm size) and clean coarse sand to F.M 2.5 to 3 including screening, shuttering, mixing cement concrete in mixer and placing in position, vibrating, striking, curing, taxes and royalty all complete as per building specification and direction of E/I | 5.63 |  |  | 1.9 | 2.37 | 4.27 | Per M3 | 6219.21 | 26556.0267
12 5.5.5 | Providing Tor steel reinforcement of 10mm, 12mm & 16mm dia bars as per approved design and drawing excluding carriage of Rods (straight or in coils) to work site, cutting, bending, and binding with annealed wire with cost of wire, removal of rust, placing the rods in position all complete as per building specification and direction of E/I. | 0.696 | 1.39 |  | 0.2211 | 0.2094 | 0.4305 | MT | 53433.91 | 23003.2983
13 | Carriage of Materials
A | Local sand 16 KM | 22.66 | 26.34 | 3.55 | 5.85 | 6.2 | 12.05 | Per M3 | 377.8 | 4552.49
A(i) | sand 47 KM | 6.9145 | 73.73 | 20.14 | 14.23 | 16.64 | 30.87 | Per M3 | 788.13 | 24329.5731
B | Stone Boulder 34KM |  |  |  | 28 | 32.7 | 60.7 | Per M3 | 756.83 | 45939.581
C | Stone Chips (Lead 20 KM) | 7.909 | 147.45 | 9.08 | 8.39 | 9.91 | 18.3 | Per M3 | 482.26 | 8825.358
D | Earth ( Lead upto 1 K.M ) | 76.05 | 80.37 | 42.49 | 53.53 | 36.26 | 89.79 | Per M3 | 167.7 | 15057.783
501066.6578
Executive Engineer Ranchi Municipal Corporation Ranchi

## Sheet18
RANCHI MUNICIPAL CORPORATION, RANCHI
BILL OF QUANTITY
Name of Work:-Improvement of PCC road in South street Hindpiri from main road of south street to Borewell via shakeel house under ward no-26 Name of Work:- Improvement of PCC road at Hindpiri near Chatta masjeed gali Under ward No-26
SL.NO. | ITEMS OF WORK | 1 | 2 | 3 |  |  | QTY | Unit | Rate | Amount
1 | Labour for cleaning before this site complete as per specification and direction of E/I. | 2 | 5 | 3 | 6 | 3 | 9 | Each | 243.77 | 2193.93
2 5.1.1 + 5.1.2 | Earth work in Excavation in foundation trenches in ordinary soil (vide classification of soil item A ) and disposal of excavated earth as obtained to a distance up to 50 mm including all lifts, leveling, ramming the foundation trenches removing roots of trees, all complete as per approved design , building as per specification & direction of E/I. Extra for earth work in hard soil as per specification and direction of E/I. | 24.96 | 36.94 | 36.94 | 22.85 | 46.24 | 69.09 | Per M3 | 112.53 | 7774.6977
3 5.1.10 | Providing coarse clean sand in filling in foundation trenches or in plinth including ramming and watering in layers not exceeding 150mm thick with all leads and lifts including cost of all materials, labour, royalty and taxes all complete as per building specification & direction of E/I.( Mode of measurement compacted volume). | 8.496 | 8.5 | 8.5 | 5.07 | 13.88 | 18.95 | Per M3 | 228.47 | 4329.5065
4 8.6.8 | Supplying and laying (properly as per design and drawing) rip-rap with good quality of Boulders duly packed including the cost of materials, royalty all taxes etc. but excluding the cost of carriage all complete as per specification and direction of E/I. | 14.28 | 14.28 | 14.28 | 8.51 | 23.32 | 31.83 | Per M3 | 1191.77 | 37934.0391
5 5.3.2.1 | Providing PCC M 200 with nominal mix of (1:1.5:3) in foundation with approved quality of stone chips 20mm to 6mm size graded and clean coarse sand of F.M. 2.5 to 3 including screening, shuttering, mixing cement concrete in mixer and placing in position and ramming till compactin is achieved , curing side shuttering , taxes adn royalty all complete as per building specification and direction of E/I. | 13.596 | 14.2 | 14.2 | 40.1 | 27.8 | 67.9 | Per M3 | 6543.32 | 444291.428
6 | Carriage of Materials
A | Local Sand 47 KM | 8.496 | 6.09 | 6.09 | 17.21 | 11.91 | 29.12 | Per M3 | 765.85 | 22301.552
A(i) | Sand 16 KM | 8.496 | 6.09 | 6.09 | 5.07 | 17.42 | 22.49 | Per M3 | 404.77 | 9103.2773
B | Stone Boulder 34 km | 14.28 | 14.28 | 14.28 | 8.51 | 23.32 | 31.83 | Per M3 | 730.6 | 23254.998
C | Stone Chips (lead 20 KM) | 11.688 | 12.18 | 12.18 | 34.42 | 23.82 | 58.24 | Per M3 | 458.72 | 26715.8528
D | Earth ( Lead upto 1 K.M ) | 24.96 | 36.94 | 36.94 | 22.85 | 46.24 | 69.09 | Per M3 | 167.71 | 11587.0839
| BOQ Cost | [8 empty] | 589486.3653
Executive Engineer Ranchi Municipal Corporation Ranchi

## Sheet19
RANCHI MUNICIPAL CORPORATION, RANCHI
BILL OF QUANTITY
Name of Work:-Improvement of PCC road in Simber toli from Principal Minz house to sumser house Under ward No-28
SL.NO. | ITEMS OF WORK | 1 | 2 | 3 | QTY | Unit | Rate | Amount
1 | Labour for cleaning before this site complete as per specification and direction of E/I. | 2 | 5 | 3 | 4 | Each | 243.77 | 975.08
2 5.1.1 + 5.1.2 | Earth work in Excavation in foundation trenches in ordinary soil (vide classification of soil item A ) and disposal of excavated earth as obtained to a distance up to 50 mm including all lifts, leveling, ramming the foundation trenches removing roots of trees, all complete as per approved design , building as per specification & direction of E/I. Extra for earth work in hard soil as per specification and direction of E/I. | 24.96 | 36.94 | 36.94 | 58.45 | Per M3 | 112.53 | 6577.3785
3 5.1.10 | Providing coarse clean sand in filling in foundation trenches or in plinth including ramming and watering in layers not exceeding 150mm thick with all leads and lifts including cost of all materials, labour, royalty and taxes all complete as per building specification & direction of E/I.( Mode of measurement compacted volume). | 8.496 | 8.5 | 8.5 | 21.81 | Per M3 | 228.47 | 4982.9307
4 8.6.8 | Supplying and laying (properly as per design and drawing) rip-rap with good quality of Boulders duly packed including the cost of materials, royalty all taxes etc. but excluding the cost of carriage all complete as per specification and direction of E/I. | 14.28 | 14.28 | 14.28 | 36.35 | Per M3 | 1191.77 | 43320.8395
5 5.3.2.1 | Providing PCC M 200 with nominal mix of (1:1.5:3) in foundation with approved quality of stone chips 20mm to 6mm size graded and clean coarse sand of F.M. 2.5 to 3 including screening, shuttering, mixing cement concrete in mixer and placing in position and ramming till compactin is achieved , curing side shuttering , taxes adn royalty all complete as per building specification and direction of E/I. | 13.596 | 14.2 | 14.2 | 43.6 | Per M3 | 6543.32 | 285288.752
6 | Carriage of Materials
A | Local Sand 47 KM | 8.496 | 6.09 | 6.09 | 18.72 | Per M3 | 765.85 | 14336.712
A(i) | Sand 16 KM | 8.496 | 6.09 | 6.09 | 21.81 | Per M3 | 404.77 | 8828.0337
B | Stone Boulder 34 km | 14.28 | 14.28 | 14.28 | 36.35 | Per M3 | 730.6 | 26557.31
C | Stone Chips (lead 20 KM) | 11.688 | 12.18 | 12.18 | 37.44 | Per M3 | 458.72 | 17174.4768
D | Earth ( Lead upto 1 K.M ) | 24.96 | 36.94 | 36.94 | 58.45 | Per M3 | 167.71 | 9802.6495
| BOQ Cost | [6 empty] | 417844.1627
Assistant Engineer Ranchi Municipal Corporation Ranchi

## Sheet20
RANCHI MUNICIPAL CORPORATION, RANCHI
BILL OF QUANTITY
Name of Work:-Improvement of PCC road Near Argora Station from Kuddush house to Gama Tent house Under ward No-28
SL.NO. | ITEMS OF WORK | 1 | 2 | 3 | QTY | Unit | Rate | Amount
1 | Labour for cleaning before this site complete as per specification and direction of E/I. | 8 | Each | 243.77 | 2 | Each | 243.77 | 487.54
1 5.1.1 + 5.1.2 | Earth work in Excavation in foundation trenches in ordinary soil (vide classification of soil item A ) and disposal of excavated earth as obtained to a distance up to 50 mm including all lifts, leveling, ramming the foundation trenches removing roots of trees, all complete as per approved design , building as per specification & direction of E/I. Extra for earth work in hard soil as per specification and direction of E/I. | 24.96 | 36.94 | 36.94 | 41.94 | Per M3 | 112.53 | 4719.5082
2 5.1.10 | Providing coarse clean sand in filling in foundation trenches or in plinth including ramming and watering in layers not exceeding 150mm thick with all leads and lifts including cost of all materials, labour, royalty and taxes all complete as per building specification & direction of E/I.( Mode of measurement compacted volume). | 8.496 | 8.5 | 8.5 | 13.85 | Per M3 | 228.47 | 3164.3095
3 8.6.8 | Supplying and laying (properly as per design and drawing) rip-rap with good quality of Boulders duly packed including the cost of materials, royalty all taxes etc. but excluding the cost of carriage all complete as per specification and direction of E/I. | 14.28 | 14.28 | 14.28 | 23.07 | Per M3 | 1191.77 | 27494.1339
4 5.3.2.1 | Providing PCC M 200 with nominal mix of (1:1.5:3) in foundation with approved quality of stone chips 20mm to 6mm size graded and clean coarse sand of F.M. 2.5 to 3 including screening, shuttering, mixing cement concrete in mixer and placing in position and ramming till compactin is achieved , curing side shuttering , taxes adn royalty all complete as per building specification and direction of E/I. | 13.596 | 14.2 | 14.2 | 24.1 | Per M3 | 6543.32 | 157694.012
5 | Carriage of Materials
A | Local Sand 47 KM | 8.496 | 6.09 | 6.09 | 10.34 | Per M3 | 765.85 | 7918.889
A(i) | Sand 16 KM | 8.496 | 6.09 | 6.09 | 13.85 | Per M3 | 404.77 | 5606.0645
B | Stone Boulder 34 km | 14.28 | 14.28 | 14.28 | 23.07 | Per M3 | 730.6 | 16854.942
C | Stone Chips (lead 20 KM) | 11.688 | 12.18 | 12.18 | 20.68 | Per M3 | 458.72 | 9486.3296
D | Earth ( Lead upto 1 K.M ) | 24.96 | 36.94 | 36.94 | 41.94 | Per M3 | 167.71 | 7033.7574
| BOQ Cost | [6 empty] | 240459.4861
Assistant Engineer Ranchi Municipal Corporation Ranchi

## Sheet21
RANCHI MUNICIPAL CORPORATION, RANCHI
BILL OF QUANTITY
Name of Work :- Improvement of PCC road in Old A.G. Colony from Vidya Niwas to Appartment Under ward no-28
. | ITEMS OF WORK | QTY | Unit | Rate | Amount
1 5.1.1 + 5.1.2 | Earth work in Excavation in foundation trenches in ordinary soil (vide classification of soil item A ) and disposal of excavated earth as obtained to a distance up to 50 mm including all lifts, leveling, ramming the foundation trenches removing roots of trees, all complete as per approved design , building as per specification & direction of E/I. Extra for earth work in hard soil as per specification and direction of E/I. | 26.06 | Per M3 | 112.53 | 2932.5318
2 5.3.2.1 | Providing PCC M 200 with nominal mix of (1:1.5:3) in foundation with approved quality of stone chips 20mm to 6mm size graded and clean coarse sand of F.M. 2.5 to 3 including screening, shuttering, mixing cement concrete in mixer and placing in position and ramming till compactin is achieved , curing side shuttering , taxes adn royalty all complete as per building specification and direction of E/I. | 56.452 | Per M3 | 6543.32 | 369383.5006
3 | Carriage of Materials
A | Sand 47 KM | 24.23 | Per M3 | 765.85 | 18556.5455
B | Stone Chips (lead 22 KM) | 48.46 | Per M3 | 458.72 | 22229.5712
C | Earth ( Lead upto 1 K.M ) | 26.06 | Per M3 | 167.7 | 4370.262
| BOQ Cost |  |  |  | 417472.4111
Assistant Engineer Ranchi Municipal Corporation Ranchi

## Sheet22
RANCHI MUNICIPAL CORPORATION, RANCHI
BILL OF QUANTITY
Name of Work :- Improvement of PCC road in Ashok kunj fron N.Pandey ji House to Jaya kutir Under ward No-28
SL.NO. | ITEMS OF WORK | QTY | UNIT | RATE | AMOUNT
1 5.1.1 + 5.1.2 | Earth work in Excavation in foundation trenches in ordinary soil (vide classification of soil item A ) and disposal of excavated earth as obtained to a distance up to 50 mm including all lifts, leveling, ramming the foundation trenches removing roots of trees, all complete as per approved design , building as per specification & direction of E/I. Extra for earth work in hard soil as per specification and direction of E/I. | 33.99 | Per M3 | 112.53 | 3824.8947
2 5.3.2.1 | Providing PCC M 200 with nominal mix of (1:1.5:3) in foundation with approved quality of stone chips 20mm to 6mm size graded and clean coarse sand of F.M. 2.5 to 3 including screening, shuttering, mixing cement concrete in mixer and placing in position and ramming till compactin is achieved , curing side shuttering , taxes adn royalty all complete as per building specification and direction of E/I. | 61.2 | Per M3 | 6543.32 | 400451.184
3 | Carriage of Materials
A | sand 47 KM | 26.25 | Per M3 | 765.85 | 20103.5625
B | Stone Chips (Lead 20 KM) | 52.5 | Per M3 | 458.72 | 24082.8
C | Earth ( Lead upto 1 K.M ) | 33.99 | Per M3 | 167.7 | 5700.123
454162.5642
ExecutiveEngineer Ranchi Municipal Corporation Ranchi

## Sheet23
RANCHI MUNICIPAL CORPORATION, RANCHI
BILL OF QUANTITY
Name of Work :- Improvement of PCC road at Ashok kunj in front of Nirakaran ashram to manoj singh house and by lane gyani niwas to sima gupta house Under ward No-29
SL.NO. | ITEMS OF WORK | QTY | UNIT | RATE | AMOUNT
1 | Labour for cleaning the work site before and after work etc and for head load of Materials | 2 | Each | 243.77 | 487.54
2 5.1.1 + 5.1.2 | Earth work in Excavation in foundation trenches in ordinary soil (vide classification of soil item A ) and disposal of excavated earth as obtained to a distance up to 50 mm including all lifts, leveling, ramming the foundation trenches removing roots of trees, all complete as per approved design , building as per specification & direction of E/I. Extra for earth work in hard soil as per specification and direction of E/I. | 19.63 | Per M3 | 112.53 | 2208.9639
3 5.3.2.1 | Providing PCC M 200 with nominal mix of (1:1.5:3) in foundation with approved quality of stone chips 20mm to 6mm size graded and clean coarse sand of F.M. 2.5 to 3 including screening, shuttering, mixing cement concrete in mixer and placing in position and ramming till compactin is achieved , curing side shuttering , taxes adn royalty all complete as per building specification and direction of E/I. | 68 | Per M3 | 6543.32 | 444945.76
4 | Carriage of Materials
A | sand 47 KM | 29.16 | Per M3 | 765.85 | 22332.186
A(i) | Local sand 16 KM | 17.42 | Per M3 | 404.77 | 7051.0934
B | Stone Chips (Lead 20 KM) | 58.32 | Per M3 | 458.72 | 26752.5504
C | Earth ( Lead upto 1 K.M ) | 19.63 | Per M3 | 167.7 | 3291.951
507070.0447
ExecutiveEngineer Ranchi Municipal Corporation Ranchi

## Sheet24
RANCHI MUNICIPAL CORPORATION, RANCHI
BILL OF QUANTITY
Name of Work :- Construction of Drain from Mahesh gadi house to Md Rajjak house and road from Akhara tobuda tigga at harmu basti Under ward no-29
SL.NO. | ITEMS OF WORK | QTY |  | 1 | 2 | Qty | Unit | Rate | Amount
1 | Labour for cleaning before this site complete as per specification and direction of E/I. | 5 | 4 | 5 | 2 | 8 | Each | 243.77 | 1950.16
2 5.1.1 + 5.1.2 | Earth work in Excavation in foundation trenches in ordinary soil (vide classification of soil item A ) and disposal of excavated earth as obtained to a distance up to 50 mm including all lifts, leveling, ramming the foundation trenches removing roots of trees, all complete as per approved design , building as per specification & direction of E/I. Extra for earth work in hard soil as per specification and direction of E/I. | 34.16 | 29.31 | 9.07 | 5.75 | 93.12 | Per M3 | 112.53 | 10478.7936
3 5.1.10 | Providing coarse clean sand in filling in foundation trenches or in plinth including ramming and watering in layers not exceeding 150mm thick with all leads and lifts including cost of all materials, labour, royalty and taxes all complete as per building specification & direction of E/I.( Mode of measurement compacted volume). | 12.75 | 10.63 | 0.57 | 0.46 | 16.78 | Per M3 | 228.47 | 3833.7266
4 8.6.8 | Supplying and laying (properly as per design and drawing) rip-rap with good quality of Boulders duly packed including the cost of materials, royalty all taxes etc. but excluding the cost of carriage all complete as per specification and direction of E/I. | 21.42 | 17.85 | 0.96 | 0.77 | 28.2 | Per M3 | 1191.77 | 33607.914
5 5.3.2 | Providing PCC M 150 with nominal mix of (1:2:4) in foundation with approved quality of stone chips 20mm to 6mm size graded and clean coarse sand of F.M. 2.5 to 3 including screening, shuttering, mixing cement concrete in mixer and placing in position and ramming till compactin is achieved , curing side shuttering , taxes adn royalty all complete as per building specification and direction of E/I. |  | 15 | 3.9 | 2.7 | 8.5 | Per M3 | 5913.66 | 50266.11
6 5.2.34 | Providing random rubble stone masonry in C.M (1:4) in foundation and plinth with hammer dressed stone of less than 0.03 m3 in volume nad clean coarse sand of F.M. 2 to 2.5 including cost of screenign raking out joints to 20mm depth curing taxes and royalty all complete as per building specification and direction of E/I. |  |  |  |  | 21.67 | Per M3 | 2788.17 | 60419.6439
7 5.7.11 + 5.7.12 | Providing 25 mm thick cement plaster (1:4) with clean Course sand of F.M 1.5 and 1.5mm cement punning including Screening curing with all leads and lifts of water, scoffing taxes as per royalty all complete as per specification and direction of E/I | 91.15 | Sqm | 259.29 | 23634.2835 | 152.72 | Sqm | 259.29 | 39598.7688
8 5.3.2 | Providing PCC M 200 with nominal mix of (1:1.5:3) in foundation with approved ………………do………..all complete as per building specification and direction of E/I. |  | 15 | 3.9 | 2.7 | 21.5 | Per M3 | 6543.32 | 140681.38
9 5.3.30.1 | Providing R.C.C. (1:1.5:3) in precast cover slab over drain with approved quality of stone chips and clean coarse sand of F.M. 2.5 to 3 including curing, shuttering carrying the slab manually to site and laying in position all complete (but excluding the cost of reinforcement) taxes and royalty, all complete as per building specification and direction of E/I. |  | 21.25 | 1.52 | 1.22 | 2.6 | Per M3 | 6219.21 | 16169.946
10 5.5.5 (b) | Providing Tor steel reinforcement of 10mm, 12mm & 16mm dia bars as per approved design and drawing excluding carriage of Rods (straight or in coils) to work site, cutting, bending, and binding with annealed wire with cost of wire, removal of rust, placing the rods in position all complete as per building specification and direction of E/I. |  | 2.25 | 0.57 | 0.42 | 0.23 | MT | 53433.91 | 12289.7993
11 | Carriage of Materials
A | Local Sand 16 KM | 12.75 | 10.63 | 0.57 | 0.46 | 16.78 | Per M3 | 404.77 | 6792.0406
A(i) | Sand 47 KM | 29.16 | 33.58 | 2.32 | 1.7 | 25.61 | Per M3 | 765.85 | 19613.4185
B | Stone Boulder 34 KM | 21.42 | 56.1 | 1 | 0.8 | 49.9 | Per M3 | 730.6 | 36456.94
C | Stone Chips (lead 20 KM) | 58.32 | 31.72 | 4.64 | 3.4 | 29.3 | Per M3 | 458.72 | 13440.496
D | Earth ( Lead upto 1 K.M ) | 34.16 | 46.3 | 9.07 | 5.75 | 93.12 | Per M3 | 167.7 | 15616.224
461215.3613
Assistant Engineer Ranchi Municipal Corporation Ranchi

## Sheet25
RANCHI MUNICIPAL CORPORATION, RANCHI
BILL OF QUANTITY
Name of Work :- Construction of Pcc road in New Madhukam road No-5D from Prem sankar saw house to fulan devi house under ward no-31
SL.NO. | ITEMS OF WORK | QTY | UNIT | RATE | AMOUNT
1 5.1.1 + 5.1.2 | Earth work in Excavation in foundation trenches in ordinary soil (vide classification of soil item A ) and disposal of excavated earth as obtained to a distance up to 50 mm including all lifts, leveling, ramming the foundation trenches removing roots of trees, all complete as per approved design , building as per specification & direction of E/I. Extra for earth work in hard soil as per specification and direction of E/I. | 33.22 | Per M3 | 112.53 | 3738.2466
2 5.1.10 | Providing coarse clean sand in filling in foundation trenches or in plinth including ramming and watering in layers not exceeding 150mm thick with all leads and lifts including cost of all materials, labour, royalty and taxes all complete as per building specification & direction of E/I.( Mode of measurement compacted volume). | 8.56 | Per M3 | 228.47 | 1955.7032
3 8.6.8 | Supplying and laying (properly as per design and drawing) rip-rap with good quality of Boulders duly packed including the cost of materials, royalty all taxes etc. but excluding the cost of carriage all complete as per specification and direction of E/I. | 15.52 | Per M3 | 1191.77 | 18496.2704
4 5.3.2.1 | Providing PCC M 200 with nominal mix of (1:1.5:3) in foundation with approved quality of stone chips 20mm to 6mm size graded and clean coarse sand of F.M. 2.5 to 3 including screening, shuttering, mixing cement concrete in mixer and placing in position and ramming till compactin is achieved , curing side shuttering , taxes adn royalty all complete as per building specification and direction of E/I. | 15.57 | Per M3 | 6543.32 | 101879.4924
5 | Carriage of Materials
A | sand 49 KM | 6.69 | Per M3 | 788.13 | 5272.5897
A(i) | Local sand 14KM | 8.56 | Per M3 | 377.8 | 3233.968
B | Stone Boulder 36 Km | 15.52 | Per M3 | 756.83 | 11746.0016
C | Stone Chips (Lead 22 KM) | 13.39 | Per M3 | 482.26 | 6457.4614
D | Earth ( Lead upto 1 K.M ) | 33.22 | Per M3 | 167.71 | 5571.3262
158351.0595
Assistant Engineer Ranchi Municipal Corporation Ranchi

## Sheet26
RANCHI MUNICIPAL CORPORATION, RANCHI
BILL OF QUANTITY
Name of Work :- Construction of Pcc road in Under ward no-31 North side of Madhukam talab hari parsad house to manoj saw house
SL.NO. | ITEMS OF WORK | QTY | UNIT | RATE | AMOUNT
1 5.1.1 + 5.1.2 | Earth work in Excavation in foundation trenches in ordinary soil (vide classification of soil item A ) and disposal of excavated earth as obtained to a distance up to 50 mm including all lifts, leveling, ramming the foundation trenches removing roots of trees, all complete as per approved design , building as per specification & direction of E/I. Extra for earth work in hard soil as per specification and direction of E/I. | 44.93 | Per M3 | 112.53 | 5055.9729
2 5.1.10 | Providing coarse clean sand in filling in foundation trenches or in plinth including ramming and watering in layers not exceeding 150mm thick with all leads and lifts including cost of all materials, labour, royalty and taxes all complete as per building specification & direction of E/I.( Mode of measurement compacted volume). | 10.47 | Per M3 | 228.47 | 2392.0809
3 8.6.8 | Supplying and laying (properly as per design and drawing) rip-rap with good quality of Boulders duly packed including the cost of materials, royalty all taxes etc. but excluding the cost of carriage all complete as per specification and direction of E/I. | 18.92 | Per M3 | 1191.77 | 22548.2884
4 5.3.2.1 | Providing PCC M 200 with nominal mix of (1:1.5:3) in foundation with approved quality of stone chips 20mm to 6mm size graded and clean coarse sand of F.M. 2.5 to 3 including screening, shuttering, mixing cement concrete in mixer and placing in position and ramming till compactin is achieved , curing side shuttering , taxes adn royalty all complete as per building specification and direction of E/I. | 19.82 | Per M3 | 6543.32 | 129688.6024
5 | Carriage of Materials
A | sand 49 KM | 8.52 | Per M3 | 788.13 | 6714.8676
A(i) | Local sand 14KM | 10.47 | Per M3 | 377.8 | 3955.566
B | Stone Boulder 36 Km | 18.92 | Per M3 | 756.83 | 14319.2236
C | Stone Chips (Lead 22 KM) | 17.04 | Per M3 | 482.26 | 8217.7104
D | Earth ( Lead upto 1 K.M ) | 44.93 | Per M3 | 167.71 | 7535.2103
200427.5225
Assistant Engineer Ranchi Municipal Corporation Ranchi

## Sheet27
RANCHI MUNICIPAL CORPORATION, RANCHI
BILL OF QUANTITY
Name of Work :- Construction of RCC culvert in Indrapuri road no-13, near Late Lalan Prasad house Under ward No-32
SL.NO. | ITEMS OF WORK | 1 | 2 | 3 | Qty. | UNIT | RATE | AMOUNT
1 | Providing man days for site clearence leveling, dressing etc. all complete as per specification and direction of E/I. | 5 | 5 | 5 | 5 | Each | 243.77 | 1218.85
2 5..10.1 | Dismantling of Pucca brick or lime work ---------- do------------ all complete as per speicification and direction of E/I. |  |  |  | 11.89 | Per M3 | 364.24 | 4330.8136
3 5.10.2 | Dismantling plain cement or lime concrete work including stacking seviceable materials in countable stacks within 15 M lead and disposal of unserviceable materials with all leads all complete as per direction of E/I. | 0.71 | 3.79 |  | 2.97 | Per M3 | 642.78 | 1909.0566
4 5.10.3 | Dismantling RCC work including ………. Do ……….. All complete as per specification and direction of E/I. |  |  |  | 5.95 | Per M3 | 1340.2 | 7974.19
5 5.1.1 + 5.1.2 | Earth work in Excavation in foundation trenches in ordinary soil (vide classification of soil item A ) and disposal of excavated earth as obtained to a distance up to 50 mm including all lifts, leveling, ramming the foundation trenches removing roots of trees, all complete as per approved design , building as per specification & direction of E/I. Extra for earth work in hard soil as per specification and direction of E/I. | 76.05 | 76.58 | 42.49 | 43.86 | Per M3 | 112.53 | 4935.5658
6 5.1.10 | Providing coarse clean sand in filling in foundation trenches or in plinth including ramming and watering in layers not exceeding 150mm thick with all leads and lifts including cost of all materials, labour, royalty and taxes all complete as per building specification & direction of E/I.( Mode of measurement compacted volume). | 22.66 | 26.34 | 3.55 | 8.09 | Per M3 | 228.47 | 1848.3223
7 8.6.8 | Supplying and laying (properly as per design and drawing) rip-rap with good quality of Boulders duly packed including the cost of materials, royalty all taxes etc. but excluding the cost of carriage all complete as per specification and direction of E/I. | 38.07 | 42.35 | 5.95 | 4.39 | Per M3 | 1191.77 | 5231.8703
8 5.3.2 | Providing PCC M 150 with nominal mix of (1:2:4) in foundation with approved quality of stone chips 20mm to 6mm size graded and clean coarse sand of F.M. 2.5 to 3 including screening, shuttering, mixing cement concrete in mixer and placing in position and ramming till compactin is achieved , curing side shuttering , taxes adn royalty all complete as per building specification and direction of E/I. | 5 | Per M3 | 5913.66 | 14.17 | Per M3 | 5913.66 | 83796.5622
9 5.3.5.1 | Providing PCC & R.C.C.M 200 (1:1.5:3) in foundation and plinth with approved quality of stone chips 20mm to 6mm size graded and clean coarse sand of F.M 2.5 to 3 including screening, shuttering, mixing cement concrete in mixer and placing in position, vibrating, striking, curing ( but excluding the cost of reinforcement) taxes and royalty all complete as per building specification and direction of E/I | 6.8 |  | 37.17 | 7.26 | Per M3 | 6543.32 | 47504.5032
10 5.3.11 | Providing R.C.C.M 200 (1:1.5: 3) in beam of all types with approved quality of stone chips 20mm to 6mm size graded and clean coarse sand of F.M 2.5 to 3 including screening, shuttering, mixing cement concrete in mixer and placing in position, vibrating, striking, curing, taxes and royalty all complete as per building specification and direction of E/I |  |  |  | 0.56 | Per M3 | 8928.5 | 4999.96
11 5.3.9.1 | Providing R.C.C.M 200 (1: 1.5: 3) in roof slab with approved quality of stone chips 20mm to 6mm size graded and clean coarse sand of F.M 2.5 to 3 including screening, shuttering, mixing cement concrete in mixer and placing in position, vibrating, striking, curing, (but excluding the cosat of reinforcement) taxes and royalty all complete as per building specification and direction of E/I | 5.63 |  |  | 4.2 | Per M3 | 8235.61 | 34589.562
12 5.5.5 | Providing Tor steel reinforcement of 10mm, 12mm & 16mm dia bars as per approved design and drawing excluding carriage of Rods (straight or in coils) to work site, cutting, bending, and binding with annealed wire with cost of wire, removal of rust, placing the rods in position all complete as per building specification and direction of E/I. | 0.696 | 1.39 |  | 1.433 | MT | 53433.91 | 76570.793
13 5.1.7 | Filling in foundation trenches and plenth in layers not exceedign 150mm thick well watered , rammed ,fully compacted and fine dressed with earth obtained from excavatin of foundatin trenches within a lead of 50m and lift of 1.5m all completed as per builiding specification and directin of E/I/ ( Mode of measurement compacted volume) |  |  |  | 14.62 | Per M3 | 86.67 | 1267.1154
14 | Carriage of Materials
A | Local sand 14 KM | 22.66 | 26.34 | 3.55 | 8.09 | Per M3 | 377.8 | 3056.402
A(i) | sand 49 KM | 6.9145 | 73.73 | 20.14 | 11.55 | Per M3 | 788.13 | 9102.9015
| Stone boulder 36 KM |  |  |  | 4.39 | Per M3 | 756.83 | 3322.4837
B | Stone Chips (Lead 22 KM) | 7.909 | 147.45 | 9.08 | 23.09 | Per M3 | 482.26 | 11135.3834
C | Earth ( Lead upto 1 K.M ) | 76.05 | 80.37 | 42.49 | 29.24 | Per M3 | 167.7 | 4903.548
307697.883
15 | Deduct cost of boulder 60% found in dismantling |  |  |  | -7.13 | Per M3 | 658.15 | -4692.6095
303005.2735
Assistant Engineer Ranchi Municipal Corporation Ranchi

## Sheet28
RANCHI MUNICIPAL CORPORATION, RANCHI
BILL OF QUANTITY
Name of Work :- Construction of PCC road in Amba nagar with pucca drain from lambodar kamat's house to ramsinghasan singh's house under ward no-34
SL.NO. | ITEMS OF WORK | QTY | UNIT | RATE | AMOUNT
1 | Providing man days for site clearence for before and after the work etc. | 4 | Each | 243.77 | 975.08
2 5.1.1 + 5.1.2 | Earth work in Excavation in foundation trenches in ordinary soil (vide classification of soil item A ) and disposal of excavated earth as obtained to a distance up to 50 mm including all lifts, leveling, ramming the foundation trenches removing roots of trees, all complete as per approved design , building as per specification & direction of E/I. Extra for earth work in hard soil as per specification and direction of E/I. | 73 | Per M3 | 112.53 | 8214.69
3 5.1.10 | Providing coarse clean sand in filling in foundation trenches or in plinth including ramming and watering in layers not exceeding 150mm thick with all leads and lifts including cost of all materials, labour, royalty and taxes all complete as per building specification & direction of E/I.( Mode of measurement compacted volume). | 15.29 | Per M3 | 228.47 | 3493.3063
4 8.6.8 | Supplying and laying (properly as per design and drawing) rip-rap with good quality of Boulders duly packed including the cost of materials, royalty all taxes etc. but excluding the cost of carriage all complete as per specification and direction of E/I. | 25.51 | Per M3 | 1191.77 | 30402.0527
5 5.3.2 | Providing PCC M 150 with nominal mix of (1:2:4) in foundation with approved quality of stone chips 20mm to 6mm size graded and clean coarse sand of F.M. 2.5 to 3 including screening, shuttering, mixing cement concrete in mixer and placing in position and ramming till compactin is achieved , curing side shuttering , taxes adn royalty all complete as per building specification and direction of E/I. | 5.1 | Per M3 | 5913.66 | 30159.666
6 5.3.2.1 | Providing PCC M 200 with nominal mix of (1:1.5:3) in foundation with approved quality of stone chips 20mm to 6mm size graded and clean coarse sand of F.M. 2.5 to 3 including screening, shuttering, mixing cement concrete in mixer and placing in position and ramming till compactin is achieved , curing side shuttering , taxes adn royalty all complete as per building specification and direction of E/I. | 22.7 | Per M3 | 6543.32 | 148533.364
7 5.3.30.1 | Providing Precast R.C.C. M-200 in nominal mix (1:1.5:3) in slab with approved quality of stone metal grade III (50mm to 25mm size) and clean coarse sand to F.M 2.5 to 3 including screening, shuttering, mixing cement concrete in mixer and placing in position, vibrating, striking, curing, taxes and royalty all complete as per building specification and direction of E/I | 8.5 | Cum | 6219.21 | 52863.285
8 5.2.34 | Providing random rubble stone masonry in C.M (1:4) in foundation and plinth with hammer dressed stone of less than 0.03 m3 in volume nad clean coarse sand of F.M. 2 to 2.5 including cost of screenign raking out joints to 20mm depth curing taxes and royalty all complete as per building specification and direction of E/I. | 13.59 | Per M3 | 2788.17 | 37891.2303
9 5.7.11 + 5.7.12 | Providing 2.5 mm thick cement plaster (1:4) with clean Course sand of F.M 1.5 and 1.5mm cement punning including Screening curing with all leads and lifts of water, scoffing taxes as per royalty all complete as per specification and direction of E/I | 118.88 | Sqm | 259.29 | 30824.3952
10 5.5.5 | Providing Tor steel reinforcement of 10mm, 12mm & 16mm dia bars as per approved design and drawing excluding carriage of Rods (straight or in coils) to work site, cutting, bending, and binding with annealed wire with cost of wire, removal of rust, placing the rods in position all complete as per building specification and direction of E/I. | 0.9 | MT | 53433.91 | 48090.519
11 JBCD P-29 Sl No-15*1.1 + P-41/ Sl No- 1*1.1/3.0 | Providing supplying and spreading of moorum in flanks at site -------------- all complete as per specification and direction of E/I. royalty Rs. 129.41/Cum+labour charge for unskilled labour/1.5 cum = Rs. 243.77/3.0) | 3.4 | Cum | 223.97 | 761.498
12 | Carriage of Materials
A | sand 49 KM | 24.62 | Per M3 | 788.13 | 19403.7606
A(I) | Local sand 13 KM | 15.29 | Per M3 | 364.32 | 5570.4528
B | Stone Boulder 36 Km | 39.1 | Per M3 | 756.83 | 29592.053
C | Stone Chips (Lead 22 KM) | 31.42 | Per M3 | 482.26 | 15152.6092
D | Moorum 14 KM | 3.4 | Per M3 | 319.24 | 1085.416
E | Earth ( Lead upto 1 K.M ) | 73 | Per M3 | 167.71 | 12242.83
F | Moorum 16 KM | 3.4 | Per M3 | 337.33 | 1146.922
476403.1301
Assistant Engineer Ranchi Municipal Corporation Ranchi

## Sheet29
RANCHI MUNICIPAL CORPORATION, RANCHI
BILL OF QUANTITY
Name of Work :- Construction for the Improvement of 02 Nos of Existing Old culvert to RCC culvert in Sahdeo nagar near Lalan singh house, ward No-34
SL.NO. | ITEMS OF WORK | 1 | 2 | 3 | Qty. | UNIT | RATE | AMOUNT
1 | Providing man days for site clearence leveling, dressing etc. all complete as per specification and direction of E/I. | 5 | 5 | 5 | 1 | Each | 243.77 | 243.77
2 5..10.1 | Dismantling of Pucca brick or lime work ---------- do------------ all complete as per speicification and direction of E/I. |  |  |  | 6.8 | Per M3 | 364.24 | 2476.832
3 5.10.2 | Dismantling plain cement or lime concrete work including stacking seviceable materials in countable stacks within 15 M lead and disposal of unserviceable materials with all leads all complete as per direction of E/I. | 0.71 | 3.79 |  | 1.06 | Per M3 | 642.78 | 681.3468
4 5.10.3 | Dismantling RCC work including ………. Do ……….. All complete as per specification and direction of E/I. |  |  |  | 3.85 | Per M3 | 1340.2 | 5159.77
5 5.1.1 + 5.1.2 | Earth work in Excavation in foundation trenches in ordinary soil (vide classification of soil item A ) and disposal of excavated earth as obtained to a distance up to 50 mm including all lifts, leveling, ramming the foundation trenches removing roots of trees, all complete as per approved design , building as per specification & direction of E/I. Extra for earth work in hard soil as per specification and direction of E/I. | 76.05 | 76.58 | 42.49 | 20.77 | Per M3 | 112.53 | 2337.2481
6 5.1.10 | Providing coarse clean sand in filling in foundation trenches or in plinth including ramming and watering in layers not exceeding 150mm thick with all leads and lifts including cost of all materials, labour, royalty and taxes all complete as per building specification & direction of E/I.( Mode of measurement compacted volume). | 22.66 | 26.34 | 3.55 | 1.53 | Per M3 | 228.47 | 349.5591
7 8.6.8 | Supplying and laying (properly as per design and drawing) rip-rap with good quality of Boulders duly packed including the cost of materials, royalty all taxes etc. but excluding the cost of carriage all complete as per specification and direction of E/I. | 38.07 | 42.35 | 5.95 | 2.58 | Per M3 | 1191.77 | 3074.7666
8 5.3.5.1 | Providing PCC & R.C.C.M 200 (1:1.5:3) in foundation and plinth with approved quality of stone chips 20mm to 6mm size graded and clean coarse sand of F.M 2.5 to 3 including screening, shuttering, mixing cement concrete in mixer and placing in position, vibrating, striking, curing ( but excluding the cost of reinforcement) taxes and royalty all complete as per building specification and direction of E/I | 6.8 |  | 37.17 | 21 | Per M3 | 6543.32 | 137409.72
10 5.3.30.1 | Providing Precast R.C.C. M-200 in nominal mix (1:1.5:3) in slab with approved quality of stone metal grade III (50mm to 25mm size) and clean coarse sand to F.M 2.5 to 3 including screening, shuttering, mixing cement concrete in mixer and placing in position, vibrating, striking, curing, taxes and royalty all complete as per building specification and direction of E/I | 5.63 |  |  | 4.11 | Per M3 | 6219.21 | 25560.9531
11 5.5.5 | Providing Tor steel reinforcement of 10mm, 12mm & 16mm dia bars as per approved design and drawing excluding carriage of Rods (straight or in coils) to work site, cutting, bending, and binding with annealed wire with cost of wire, removal of rust, placing the rods in position all complete as per building specification and direction of E/I. | 0.696 | 1.39 |  | 1.6 | MT | 53433.91 | 85494.256
11 5.5.12 | Supplying , fitting and fixing M.S. grill made of 20x6 mm flat as per approved design and drawing properly fabricated with joints continuous fitted welded and finished smooth , hoisting as per building specification and direction of E/I. |  |  |  | 140.98 | kg | 57.69 | 8133.1362
12 5.8.45 | Providing two coats of synthetic enamel paint of approved shade and made over steel surface including cleaning the surface thoroughly including scales smokes, grease and sand papering including cost of scaffolding and taxes all complete as per building specification of E/I. |  |  |  | 8.42 | Sqm | 53.22 | 448.1124
13 | Carriage of Materials
A | Local sand 13 KM | 22.66 | 26.34 | 3.55 | 1.53 | Per M3 | 377.8 | 578.034
A(i) | sand 49 KM | 6.9145 | 73.73 | 20.14 | 10.8 | Per M3 | 788.13 | 8511.804
B | Stone Chips (Lead 22 KM) | 7.909 | 147.45 | 9.08 | 21.59 | Per M3 | 482.26 | 10411.9934
C | Earth ( Lead upto 1 K.M ) | 76.05 | 80.37 | 42.49 | 28.63 | Per M3 | 167.7 | 4801.251
295672.5527
Assistant Engineer Ranchi Municipal Corporation Ranchi

## Sheet30
RANCHI MUNICIPAL CORPORATION, RANCHI
BILL OF QUANTITY
Name of Work :- Construction for the Repair of Old Culvert with cover slab in Sahdeo Nagar near Shivaji house Under ward No-34
SL.NO. | ITEMS OF WORK | Qty | Unit | Rate | Amount
1 | Providing man days for site clearence, leveling dressing etc. all complete as per specification and direction of E/I. | 1 | Each | 243.77 | 243.77
2 5.10.3 | Dismantling RCC work ------ do ---------- all complete as per specification and direction of E/I. | 2.12 | Per M3 | 1340.2 | 2841.224
3 5.1.10 | Providing coarse clean sand in filling in foundation trenches or in plinth including ramming and watering in layers not exceeding 150mm thick with all leads and lifts including cost of all materials, labour, royalty and taxes all complete as per building specification & direction of E/I.( Mode of measurement compacted volume). | 4.25 | Per M3 | 228.47 | 970.9975
4 8.6.8 | Supplying and laying (properly as per design and drawing) rip-rap with good quality of Boulders duly packed including the cost of materials, royalty all taxes etc. but excluding the cost of carriage all complete as per specification and direction of E/I. | 7.08 | Per M3 | 1191.77 | 8437.7316
5 5.3.2 | Providing PCC M 150 with nominal mix of (1:2:4) in foundation with approved quality of stone chips 20mm to 6mm size graded and clean coarse sand of F.M. 2.5 to 3 including screening, shuttering, mixing cement concrete in mixer and placing in position and ramming till compactin is achieved , curing side shuttering , taxes adn royalty all complete as per building specification and direction of E/I. | 24.82 | Per M3 | 5913.66 | 146777.0412
6 5.2.34 | Providing rough dressed course stone masonry in cement mortar (1:4) in foundation and plinth with hammer dressed stone of less than 0.03 m3 in volume nad clean coarse sand of F.M. 2 to 2.5 including cost of screenign raking out joints to 20mm depth curing taxes and royalty all complete as per building specification and direction of E/I. | 12.18 | Per M3 | 2788.17 | 33959.9106
7 5.7.11 + 5.7.12 | Providing 25 mm thick cement plaster (1:4) with clean Course sand of F.M 1.5 and 1.5mm cement punning including Screening curing with all leads and lifts of water, scoffing taxes as per royalty all complete as per specification and direction of E/I | 46.1 | Sqm | 214.12 | 9870.932
8 5.3.30.1 | Providing R.C.C. (1:1.5:3) in precast cover slab over drain with approved quality of stone chips and clean coarse sand of F.M. 2.5 to 3 including curing, shuttering carrying the slab manually to site and laying in position all complete (but excluding the cost of reinforcement) taxes and royalty, all complete as per building specification and direction of E/I. | 2.85 | Per M3 | 6219.21 | 17724.7485
9 5.5.5 (b) | Providing Tor steel reinforcement of 10mm, 12mm & 16mm dia bars as per approved design and drawing excluding carriage of Rods (straight or in coils) to work site, cutting, bending, and binding with annealed wire with cost of wire, removal of rust, placing the rods in position all complete as per building specification and direction of E/I. | 0.3115 | MT | 53433.91 | 16644.663
10 | Carriage of Materials
A | Local Sand 13 KM | 5.909 | Per M3 | 377.8 | 2232.4202
A(i) | Sand 49 KM | 18.668 | Per M3 | 788.13 | 14712.8108
B | Stone Boulder 36 KM | 19.26 | Per M3 | 756.83 | 14576.5458
C | Stone Chips (lead 22 KM) | 24.791 | Per M3 | 482.26 | 11955.7077
| Cost of Boq |  |  |  | 280948.5029
Assistant Engineer Ranchi Municipal Corporation Ranchi

## Sheet31
RANCHI MUNICIPAL CORPORATION, RANCHI
BILL OF QUANTITY
Name of Work :- Construction of PCC road in Sahdeo nagar from shivaji's house to Ramayan mahto's house under ward no-34
SL.NO. | ITEMS OF WORK | QTY |  | 1 | 2 |  |  | Qty | Unit | Rate | Amount
1 5.1.1 + 5.1.2 | Earth work in Excavation in foundation trenches in ordinary soil (vide classification of soil item A ) and disposal of excavated earth as obtained to a distance up to 50 mm including all lifts, leveling, ramming the foundation trenches removing roots of trees, all complete as per approved design , building as per specification & direction of E/I. Extra for earth work in hard soil as per specification and direction of E/I. | 34.16 | 29.31 | 9.07 | 5.75 | 11.5 | 29.73 | 11.38 | Per M3 | 112.53 | 1280.5914
2 5.1.10 | Providing coarse clean sand in filling in foundation trenches or in plinth including ramming and watering in layers not exceeding 150mm thick with all leads and lifts including cost of all materials, labour, royalty and taxes all complete as per building specification & direction of E/I.( Mode of measurement compacted volume). | 12.75 | 10.63 | 0.57 | 0.46 | 11.5 | 2.48 | 4.25 | Per M3 | 228.47 | 970.9975
3 8.6.8 | Supplying and laying (properly as per design and drawing) rip-rap with good quality of Boulders duly packed including the cost of materials, royalty all taxes etc. but excluding the cost of carriage all complete as per specification and direction of E/I. | 21.42 | 17.85 | 0.96 | 0.77 | 11.5 | 4.13 | 7.08 | Per M3 | 1191.77 | 8437.7316
4 5.3.2 | Providing PCC M 150 with nominal mix of (1:2:4) in foundation with approved quality of stone chips 20mm to 6mm size graded and clean coarse sand of F.M. 2.5 to 3 including screening, shuttering, mixing cement concrete in mixer and placing in position and ramming till compactin is achieved , curing side shuttering , taxes adn royalty all complete as per building specification and direction of E/I. |  | 15 | 3.9 | 2.7 | 11.5 | 3.26 | 75.9 | Per M3 | 6543.32 | 496637.988
5 5.2.34 | Providing random rubble stone masonry in C.M (1:4) in foundation and plinth with hammer dressed stone of less than 0.03 m3 in volume nad clean coarse sand of F.M. 2 to 2.5 including cost of screenign raking out joints to 20mm depth curing taxes and royalty all complete as per building specification and direction of E/I. |  |  |  |  | 11.5 | 8.65 | 21.24 | Per M3 | 2788.17 | 59220.7308
6 5.7.11 + 5.7.12 | Providing 25 mm thick cement plaster (1:4) with clean Course sand of F.M 1.5 and 1.5mm cement punning including Screening curing with all leads and lifts of water, scoffing taxes as per royalty all complete as per specification and direction of E/I | 91.15 | Sqm | 259.29 | 23634.2835 | 11.5 | 65.05 | 127.79 | Sqm | 214.12 | 27362.3948
7 | Carriage of Materials
A | Local Sand 14 KM | 12.75 | 10.63 | 0.57 | 0.46 | 11.5 | 2.48 | 4.25 | Per M3 | 377.8 | 1605.65
A(i) | Sand 49 KM | 29.16 | 33.58 | 2.32 | 1.7 | 11.5 | 7.16 | 44.88 | Per M3 | 788.13 | 35371.2744
B | Stone Boulder 36 KM | 21.42 | 56.1 | 1 | 0.8 | 11.5 | 12.78 | 28.32 | Per M3 | 756.83 | 21433.4256
C | Stone Chips (lead 22 KM) | 58.32 | 31.72 | 4.64 | 3.4 | 11.5 | 3.61 | 65.27 | Per M3 | 482.26 | 31477.1102
D | Earth ( Lead upto 1 K.M ) | 34.16 | 46.3 | 9.07 | 5.75 | 11.5 | 29.73 | 11.38 | Per M3 | 167.71 | 1908.5398
685706.4341
Executive Engineer Ranchi Municipal Corporation Ranchi

## Sheet32
RANCHI MUNICIPAL CORPORATION, RANCHI
BILL OF QUANTITY
Name of Work :- Construction of RCC drain in netaji subhas nagar from S.K. verma house to dubey house under ward no-36
| ITEMS OF WORK |  |  | Qty | Unit | Rate | Amount
1 | Providiing man days for site clearence leveling dressing etc all complete as per specification and direction of E/I | 1.7 | 5 | 3 | Each | 243.77 | 731.31
2 5.1.1 + 5.1.2 | Earth work in Excavation in foundation trenches in ordinary soil (vide classification of soil item A ) and disposal of excavated earth as obtained to a distance up to 50 mm including all lifts, leveling, ramming the foundation trenches removing roots of trees, all complete as per approved design , building as per specification & direction of E/I. Extra for earth work in hard soil as per specification and direction of E/I. | 1.7 | 24.76 | 52.26 | Per M3 | 112.53 | 5880.8178
3 5.1.10 | Providing coarse clean sand in filling in foundation trenches or in plinth including ramming and watering in layers not exceeding 150mm thick with all leads and lifts including cost of all materials, labour, royalty and taxes all complete as per building specification & direction of E/I.( Mode of measurement compacted volume). | 1.7 | 2.47 | 3.82 | Per M3 | 228.47 | 872.7554
4 8.6.8 | Supplying and laying (properly as per design and drawing) rip-rap with good quality of Boulders duly packed including the cost of materials, royalty all taxes etc. but excluding the cost of carriage all complete as per specification and direction of E/I. | 1.7 | 4.12 | 6.38 | Per M3 | 1191.77 | 7603.4926
5 5.3.5.1 | Providing R.C.C. M-200 in nominal mix of (1:1.5:3) in in foundation and plinth with approved quality of stone chips ……………….. Do ………….. all complete as per building specification and direction of E/I. | 1.7 | 0.594 | 19.12 | Per M3 | 6543.32 | 125108.2784
6 5.3.30.1 | Providing R.C.C. (1:1.5:3) in precast cover slab over drain with approved quality of stone chips and clean coarse sand of F.M. 2.5 to 3 including curing, shuttering carrying the slab manually to site and laying in position all complete (but excluding the cost of reinforcement) taxes and royalty, all complete as per building specification and direction of E/I. |  | 21.25 | 7.65 | Per M3 | 6219.31 | 47577.7215
7 5.3.2 | Providing PCC M 150 with nominal mix of (1:2:4) in foundation with approved quality of stone chips 20mm to 6mm size graded and clean coarse sand of F.M. 2.5 to 3 including screening, shuttering, mixing cement concrete in mixer and placing in position and ramming till compactin is achieved , curing side shuttering , taxes adn royalty all complete as per building specification and direction of E/I. | 1.7 | 3.42 | 3.82 | Per M3 | 5913.66 | 22590.1812
8 5.5.5 (b) | Providing Tor steel reinforcement of 10mm, 12mm & 16mm dia bars as per approved design and drawing excluding carriage of Rods (straight or in coils) to work site, cutting, bending, and binding with annealed wire with cost of wire, removal of rust, placing the rods in position all complete as per building specification and direction of E/I. | 1.7 | 0.0672 | 3.07 | MT | 53433.91 | 164042.1037
9 | Carriage of Materials
A | Local Sand 13 KM | 1.7 | 2.47 | 3.82 | Per M3 | 377.8 | 1443.196
A(i) | Sand 49 KM | 1.7 | 3.55 | 11.51 | Per M3 | 788.13 | 9071.3763
B | Stone Chips (lead 22 KM) | 1.7 | 3.58 | 23.02 | Per M3 | 482.26 | 11101.6252
C | Earth ( Lead upto 1 K.M ) | 1.7 | 24.76 | 52.26 | Per M3 | 167.7 | 8764.002
404786.8601
Assistant Engineer Ranchi Municipal Corporation Ranchi

## Sheet33
RANCHI MUNICIPAL CORPORATION, RANCHI
BILL OF QUANTITY
Name of Work :- Construction of RCC drain in netaji subhas nagar from santosh gupta to pankaj Chaturvedi house under ward no-36
| ITEMS OF WORK |  |  | Qty | Unit | Rate | Amount
1 | Providiing man days for site clearence leveling dressing etc all complete as per specification and direction of E/I | 1.7 | 5 | 2 | Each | 243.77 | 487.54
2 5.1.1 + 5.1.2 | Earth work in Excavation in foundation trenches in ordinary soil (vide classification of soil item A ) and disposal of excavated earth as obtained to a distance up to 50 mm including all lifts, leveling, ramming the foundation trenches removing roots of trees, all complete as per approved design , building as per specification & direction of E/I. Extra for earth work in hard soil as per specification and direction of E/I. | 1.7 | 24.76 | 29.03 | Per M3 | 112.53 | 3266.7459
3 5.1.10 | Providing coarse clean sand in filling in foundation trenches or in plinth including ramming and watering in layers not exceeding 150mm thick with all leads and lifts including cost of all materials, labour, royalty and taxes all complete as per building specification & direction of E/I.( Mode of measurement compacted volume). | 1.7 | 2.47 | 2.12 | Per M3 | 228.47 | 484.3564
4 8.6.8 | Supplying and laying (properly as per design and drawing) rip-rap with good quality of Boulders duly packed including the cost of materials, royalty all taxes etc. but excluding the cost of carriage all complete as per specification and direction of E/I. | 1.7 | 4.12 | 3.54 | Per M3 | 1191.77 | 4218.8658
5 5.3.5.1 | Providing R.C.C. M-200 in nominal mix of (1:1.5:3) in in foundation and plinth with approved quality of stone chips ……………….. Do ………….. all complete as per building specification and direction of E/I. | 1.7 | 0.594 | 10.62 | Per M3 | 6543.32 | 69490.0584
6 5.3.30.1 | Providing R.C.C. (1:1.5:3) in precast cover slab over drain with approved quality of stone chips and clean coarse sand of F.M. 2.5 to 3 including curing, shuttering carrying the slab manually to site and laying in position all complete (but excluding the cost of reinforcement) taxes and royalty, all complete as per building specification and direction of E/I. |  | 21.25 | 4.25 | Per M3 | 6219.31 | 26432.0675
7 5.3.2 | Providing PCC M 150 with nominal mix of (1:2:4) in foundation with approved quality of stone chips 20mm to 6mm size graded and clean coarse sand of F.M. 2.5 to 3 including screening, shuttering, mixing cement concrete in mixer and placing in position and ramming till compactin is achieved , curing side shuttering , taxes adn royalty all complete as per building specification and direction of E/I. | 1.7 | 3.42 | 2.12 | Per M3 | 5913.66 | 12536.9592
8 5.5.5 (b) | Providing Tor steel reinforcement of 10mm, 12mm & 16mm dia bars as per approved design and drawing excluding carriage of Rods (straight or in coils) to work site, cutting, bending, and binding with annealed wire with cost of wire, removal of rust, placing the rods in position all complete as per building specification and direction of E/I. | 1.7 | 0.0672 | 1.71 | MT | 53433.91 | 91371.9861
9 | Carriage of Materials
A | Local Sand 13 KM | 1.7 | 2.47 | 2.12 | Per M3 | 377.8 | 800.936
A(i) | Sand 49 KM | 1.7 | 3.55 | 6.39 | Per M3 | 788.13 | 5036.1507
B | Stone Chips (lead 22 KM) | 1.7 | 3.58 | 12.79 | Per M3 | 482.26 | 6168.1054
C | Earth ( Lead upto 1 K.M ) | 1.7 | 24.76 | 29.03 | Per M3 | 167.7 | 4868.331
225162.1024
Assistant Engineer Ranchi Municipal Corporation Ranchi

## Sheet34
RANCHI MUNICIPAL CORPORATION, RANCHI
BILL OF QUANTITY
Name of Work :- Construction of PCC road in Itki road beside sarna garrage from sharmaji house to glass godam under ward no-36
SL.NO. | ITEMS OF WORK | QTY | UNIT | RATE | AMOUNT
1 | Providing man days for site clearence for before and after the work etc. | 2 | Each | 243.77 | 487.54
2 5.1.1 + 5.1.2 | Earth work in Excavation in foundation trenches in ordinary soil (vide classification of soil item A ) and disposal of excavated earth as obtained to a distance up to 50 mm including all lifts, leveling, ramming the foundation trenches removing roots of trees, all complete as per approved design , building as per specification & direction of E/I. Extra for earth work in hard soil as per specification and direction of E/I. | 28.32 | Per M3 | 112.53 | 3186.8496
3 5.1.10 | Providing coarse clean sand in filling in foundation trenches or in plinth including ramming and watering in layers not exceeding 150mm thick with all leads and lifts including cost of all materials, labour, royalty and taxes all complete as per building specification & direction of E/I.( Mode of measurement compacted volume). | 14.16 | Per M3 | 228.47 | 3235.1352
4 P-23 JBCD | Providing supplying and spreading of stone dust in fillling in foundation trenches or in plinth inlcluding ramming and watering in layers not exceding 150 mm thick with all leads and lifts including cost of materials, labour royalty and taxes all complete as per specification and direction of E/I. | 8.5 | Per M3 | 366.8 | 3117.8
5 8.6.8 | Supplying and laying (properly as per design and drawing) rip-rap with good quality of Boulders duly packed including the cost of materials, royalty all taxes etc. but excluding the cost of carriage all complete as per specification and direction of E/I. | 23.62 | Per M3 | 1191.77 | 28149.6074
6 5.3.2.1 | Providing PCC M 200 with nominal mix of (1:1.5:3) in foundation with approved quality of stone chips 20mm to 6mm size graded and clean coarse sand of F.M. 2.5 to 3 including screening, shuttering, mixing cement concrete in mixer and placing in position and ramming till compactin is achieved , curing side shuttering , taxes adn royalty all complete as per building specification and direction of E/I. | 28.32 | Per M3 | 6543.32 | 185306.8224
7 | Carriage of Materials
A | sand 49 KM | 12.18 | Per M3 | 788.13 | 9599.4234
A(i) | Local Sand 14 KM | 14.16 | Per M3 | 364.32 | 5158.7712
B | Stone Boulder 36 Km | 23.62 | Per M3 | 756.83 | 17876.3246
C | Stone Chips& dust (Lead 22 KM) | 32.86 | Per M3 | 482.26 | 15847.0636
D | Earth ( Lead upto 1 K.M ) | 28.32 | Per M3 | 167.71 | 4749.5472
276714.8846
Executive Engineer Ranchi Municipal Corporation Ranchi

## Sheet35
RANCHI MUNICIPAL CORPORATION, RANCHI
BILL OF QUANTITY
Name of Work :- Construction of PCC road in Sai vihar colony from Arun Gupta house to chotetal sharma house under ward no-36
SL.NO. | ITEMS OF WORK | QTY | UNIT | RATE | AMOUNT
1 | Providing man days for site clearence for before and after the work etc. | 1 | Each | 243.77 | 243.77
2 5.1.1 + 5.1.2 | Earth work in Excavation in foundation trenches in ordinary soil (vide classification of soil item A ) and disposal of excavated earth as obtained to a distance up to 50 mm including all lifts, leveling, ramming the foundation trenches removing roots of trees, all complete as per approved design , building as per specification & direction of E/I. Extra for earth work in hard soil as per specification and direction of E/I. | 19.12 | Per M3 | 112.53 | 2151.5736
3 P-23 JBCD | Providing supplying and spreading of stone dust in fillling in foundation trenches or in plinth inlcluding ramming and watering in layers not exceding 150 mm thick with all leads and lifts including cost of materials, labour royalty and taxes all complete as per specification and direction of E/I. | 9.56 | Per M3 | 366.8 | 3506.608
4 8.6.8 | Supplying and laying (properly as per design and drawing) rip-rap with good quality of Boulders duly packed including the cost of materials, royalty all taxes etc. but excluding the cost of carriage all complete as per specification and direction of E/I. | 15.94 | Per M3 | 1191.77 | 18996.8138
5 5.3.2.1 | Providing PCC M 200 with nominal mix of (1:1.5:3) in foundation with approved quality of stone chips 20mm to 6mm size graded and clean coarse sand of F.M. 2.5 to 3 including screening, shuttering, mixing cement concrete in mixer and placing in position and ramming till compactin is achieved , curing side shuttering , taxes adn royalty all complete as per building specification and direction of E/I. | 19.12 | Per M3 | 6543.32 | 125108.2784
6 | Carriage of Materials
A | sand 49 KM | 8.22 | Per M3 | 788.13 | 6478.4286
B | Stone Boulder 36 Km | 15.94 | Per M3 | 756.83 | 12063.8702
C | Stone Chips& dust (Lead 22 KM) | 26 | Per M3 | 482.26 | 12538.76
D | Earth ( Lead upto 1 K.M ) | 19.12 | Per M3 | 167.71 | 3206.6152
184294.7178
Executive Engineer Ranchi Municipal Corporation Ranchi

## Sheet36
RANCHI MUNICIPAL CORPORATION, RANCHI
BILL OF QUANTITY
Name of Work :- Construction of PCC road in J.P Market from Tarak rasan shop Under ward No-39
SL.NO. | ITEMS OF WORK | QTY | UNIT | RATE | AMOUNT
1 5.1.1 + 5.1.2 | Earth work in Excavation in foundation trenches in ordinary soil (vide classification of soil item A ) and disposal of excavated earth as obtained to a distance up to 50 mm including all lifts, leveling, ramming the foundation trenches removing roots of trees, all complete as per approved design , building as per specification & direction of E/I. Extra for earth work in hard soil as per specification and direction of E/I. | 161.42 | Per M3 | 112.53 | 18164.5926
2 5.1.10 | Providing coarse clean sand in filling in foundation trenches or in plinth including ramming and watering in layers not exceeding 150mm thick with all leads and lifts including cost of all materials, labour, royalty and taxes all complete as per building specification & direction of E/I.( Mode of measurement compacted volume). | 40.35 | Per M3 | 228.47 | 9218.7645
3 8.6.8 | Supplying and laying (properly as per design and drawing) rip-rap with good quality of Boulders duly packed including the cost of materials, royalty all taxes etc. but excluding the cost of carriage all complete as per specification and direction of E/I. | 67.26 | Per M3 | 1191.77 | 80158.4502
4 5.3.2.1 | Providing PCC M 200 with nominal mix of (1:1.5:3) in foundation with approved quality of stone chips 20mm to 6mm size graded and clean coarse sand of F.M. 2.5 to 3 including screening, shuttering, mixing cement concrete in mixer and placing in position and ramming till compactin is achieved , curing side shuttering , taxes adn royalty all complete as per building specification and direction of E/I. | 80.71 | Per M3 | 6543.32 | 528111.3572
5 | Carriage of Materials
A | sand 42 KM | 34.705 | Per M3 | 710.13 | 24645.0616
A(i) | Local sand 18 KM | 40.35 | Per M3 | 431.75 | 17421.1125
B | Stone Boulder 29 Km | 67.26 | Per M3 | 664.32 | 44682.1632
C | Stone Chips (Lead 15 KM) | 69.41 | Per M3 | 391.29 | 27159.4389
F | Earth ( Lead upto 1 K.M ) | 161.42 | Per M3 | 167.7 | 27070.134
776631.0748
Executive Engineer Ranchi Municipal Corporation Ranchi

## Sheet37
RANCHI MUNICIPAL CORPORATION, RANCHI
BILL OF QUANTITY
Name of Work :- Construction of PCC road in Adarsh nagar Under ward No-39 from H-147 TO H-129 .
SL.NO. | ITEMS OF WORK | QTY | UNIT | RATE | AMOUNT
1 5.1.1 + 5.1.2 | Earth work in Excavation in foundation trenches in ordinary soil (vide classification of soil item A ) and disposal of excavated earth as obtained to a distance up to 50 mm including all lifts, leveling, ramming the foundation trenches removing roots of trees, all complete as per approved design , building as per specification & direction of E/I. Extra for earth work in hard soil as per specification and direction of E/I. | 56.64 | Per M3 | 112.53 | 6373.6992
2 5.1.10 | Providing coarse clean sand in filling in foundation trenches or in plinth including ramming and watering in layers not exceeding 150mm thick with all leads and lifts including cost of all materials, labour, royalty and taxes all complete as per building specification & direction of E/I.( Mode of measurement compacted volume). | 14.16 | Per M3 | 228.47 | 3235.1352
3 8.6.8 | Supplying and laying (properly as per design and drawing) rip-rap with good quality of Boulders duly packed including the cost of materials, royalty all taxes etc. but excluding the cost of carriage all complete as per specification and direction of E/I. | 23.6 | Per M3 | 1191.77 | 28125.772
4 5.3.2.1 | Providing PCC M 200 with nominal mix of (1:1.5:3) in foundation with approved quality of stone chips 20mm to 6mm size graded and clean coarse sand of F.M. 2.5 to 3 including screening, shuttering, mixing cement concrete in mixer and placing in position and ramming till compactin is achieved , curing side shuttering , taxes adn royalty all complete as per building specification and direction of E/I. | 28.32 | Per M3 | 6543.32 | 185306.8224
5 | Carriage of Materials
A | sand 42 KM | 12.17 | Per M3 | 710.13 | 8642.2821
A(i) | Local sand 18 KM | 14.16 | Per M3 | 431.75 | 6113.58
B | Stone Boulder 29 Km | 23.6 | Per M3 | 664.32 | 15677.952
C | Stone Chips (Lead 15 KM) | 24.35 | Per M3 | 391.29 | 9527.9115
F | Earth ( Lead upto 1 K.M ) | 56.64 | Per M3 | 167.7 | 9498.528
272501.6824
Assistant Engineer Ranchi Municipal Corporation Ranchi

## Sheet38
RANCHI MUNICIPAL CORPORATION, RANCHI
BILL OF QUANTITY
Name of Work :- Construction of culvert in ward no-39 near Aam Bagan adarsh nagar Name of Work :- Construction of Culvert in ward no-39 near Asha Medical hall near J.P Market. Name of Work :- Construction of Culvert in ward no-39 near house of K.N jha H.No-DT-2097 Name of Work :- Construction of Culvert in ward no-39 near Rajdev cycle store in J.P market Name of work :- Construction of Culvert in ward no-39 near Prabhu readymade in J.P market
SL.NO. | ITEMS OF WORK | 1 | 2 | 3 | 4 | 5 | Qty | Unit | Rate | Amount
1 | Labour for cleaning before this site complete as per specification and direction of E/I. | 1 | 1 | 1 | 1 | 1 | 5 | Each | 243.77 | 1218.85
2 5.1.1 + 5.1.2 | Earth work in Excavation in foundation trenches in ordinary soil (vide classification of soil item A ) and disposal of excavated earth as obtained to a distance up to 50 mm including all lifts, leveling, ramming the foundation trenches removing roots of trees, all complete as per approved design , building as per specification & direction of E/I. Extra for earth work in hard soil as per specification and direction of E/I. | 13.45 | 13.45 | 7.08 | 13.45 | 13.45 | 60.88 | Per M3 | 112.53 | 6850.8264
3 5.1.10 | Providing coarse clean sand in filling in foundation trenches or in plinth including ramming and watering in layers not exceeding 150mm thick with all leads and lifts including cost of all materials, labour, royalty and taxes all complete as per building specification & direction of E/I.( Mode of measurement compacted volume). | 1.06 | 1.06 | 0.531 | 1.06 | 1.06 | 4.771 | Per M3 | 228.47 | 1090.0304
4 8.6.8 | Supplying and laying (properly as per design and drawing) rip-rap with good quality of Boulders duly packed including the cost of materials, royalty all taxes etc. but excluding the cost of carriage all complete as per specification and direction of E/I. | 1.77 | 1.77 | 0.885 | 1.77 | 1.77 | 7.965 | Per M3 | 1191.77 | 9492.448
5 5.3.2 | Providing PCC M 150 with nominal mix of (1:2:4) in foundation with approved quality of stone chips 20mm to 6mm size graded and clean coarse sand of F.M. 2.5 to 3 including screening, shuttering, mixing cement concrete in mixer and placing in position and ramming till compactin is achieved , curing side shuttering , taxes adn royalty all complete as per building specification and direction of E/I. | 4.67 | 4.67 | 2.69 | 4.67 | 4.67 | 21.37 | Per M3 | 5913.66 | 126374.9142
6 5.2.34 | Providing random rubble stone masonry in C.M (1:4) in foundation and plinth with hammer dressed stone of less than 0.03 m3 in volume nad clean coarse sand of F.M. 2 to 2.5 including cost of screenign raking out joints to 20mm depth curing taxes and royalty all complete as per building specification and direction of E/I. | 5.09 | 5.09 | 2.54 | 5.09 | 5.09 | 22.9 | Per M3 | 2788.17 | 63849.093
7 5.7.11 + 5.7.12 | Providing 25 mm thick cement plaster (1:4) with clean Course sand of F.M 1.5 and 1.5mm cement punning including Screening curing with all leads and lifts of water, scoffing taxes as per royalty all complete as per specification and direction of E/I | 7.92 | 7.92 | 13.01 | 7.92 | 7.92 | 44.69 | Sqm | 259.29 | 11587.6701
8 5.3.2.1 | Providing R.C.C. M-200 in nominal mix of (1:1.5:3) in drain cover …………….. all complete as per building specification and direction of E/I. | 2.83 | 2.83 | 1.41 | 2.83 | 2.83 | 12.73 | Per M3 | 6543.32 | 83296.4636
9 5.5.5 (b) | Providing Tor steel reinforcement of 10mm, 12mm & 16mm dia bars as per approved design and drawing excluding carriage of Rods (straight or in coils) to work site, cutting, bending, and binding with annealed wire with cost of wire, removal of rust, placing the rods in position all complete as per building specification and direction of E/I. | 0.3 | 0.3 | 0.15 | 0.3 | 0.3 | 1.35 | MT | 53433.91 | 72135.7785
10 | Carriage of Materials
A | Local Sand 18 KM | 1.06 | 1.06 | 0.531 | 1.06 | 1.06 | 4.771 | Per M3 | 431.75 | 2059.8793
A(i) | Sand 42 KM | 5.57 | 5.57 | 12.05 | 5.57 | 5.57 | 34.33 | Per M3 | 710.13 | 24378.7629
B | Stone Boulder 29 KM | 6.86 | 6.86 | 26.36 | 6.86 | 6.86 | 53.8 | Per M3 | 664.32 | 35740.416
C | Stone Chips (lead 15 KM) | 6.63 | 6.63 | 3.63 | 6.63 | 6.63 | 30.15 | Per M3 | 391.29 | 11797.3935
D | Earth ( Lead upto 1 K.M ) | 13.45 | 13.45 | 7.08 | 13.45 | 13.45 | 60.88 | Per M3 | 167.71 | 10210.1848
460082.7107
Assistant Engineer Ranchi Municipal Corporation Ranchi

## Sheet39
RANCHI MUNICIPAL CORPORATION, RANCHI
BILL OF QUANTITY
Name of Work :- Construction of PCC road in Adarsh nagar Under ward No-39 from Quarter No-H-149 TO H-29 to H-35 in Adarsh Nagar
SL.NO. | ITEMS OF WORK | QTY | UNIT | RATE | AMOUNT
1 5.1.1 + 5.1.2 | Earth work in Excavation in foundation trenches in ordinary soil (vide classification of soil item A ) and disposal of excavated earth as obtained to a distance up to 50 mm including all lifts, leveling, ramming the foundation trenches removing roots of trees, all complete as per approved design , building as per specification & direction of E/I. Extra for earth work in hard soil as per specification and direction of E/I. | 107.61 | Per M3 | 112.53 | 12109.3533
2 5.1.10 | Providing coarse clean sand in filling in foundation trenches or in plinth including ramming and watering in layers not exceeding 150mm thick with all leads and lifts including cost of all materials, labour, royalty and taxes all complete as per building specification & direction of E/I.( Mode of measurement compacted volume). | 26.9 | Per M3 | 228.47 | 6145.843
3 8.6.8 | Supplying and laying (properly as per design and drawing) rip-rap with good quality of Boulders duly packed including the cost of materials, royalty all taxes etc. but excluding the cost of carriage all complete as per specification and direction of E/I. | 44.84 | Per M3 | 1191.77 | 53438.9668
4 5.3.2.1 | Providing PCC M 200 with nominal mix of (1:1.5:3) in foundation with approved quality of stone chips 20mm to 6mm size graded and clean coarse sand of F.M. 2.5 to 3 including screening, shuttering, mixing cement concrete in mixer and placing in position and ramming till compactin is achieved , curing side shuttering , taxes adn royalty all complete as per building specification and direction of E/I. | 53.8 | Per M3 | 6543.32 | 352030.616
5 | Carriage of Materials
A | sand 42 KM | 23.13 | Per M3 | 710.13 | 16425.3069
A(i) | Local sand 18 KM | 26.9 | Per M3 | 431.75 | 11614.075
B | Stone Boulder 29 Km | 44.84 | Per M3 | 664.32 | 29788.1088
C | Stone Chips (Lead 15 KM) | 46.27 | Per M3 | 391.29 | 18104.9883
F | Earth ( Lead upto 1 K.M ) | 107.61 | Per M3 | 167.7 | 18046.197
517703.4551
ExecutiveEngineer Ranchi Municipal Corporation Ranchi

## Sheet40
RANCHI MUNICIPAL CORPORATION, RANCHI
BILL OF QUANTITY
Name of Work :- Construction of PCC road from Jagdamba store to Near beauty centre shop in Under ward No-39
SL.NO. | ITEMS OF WORK | QTY | UNIT | RATE | AMOUNT
1 | Labour for cleaning the work site before and after work etc. | 2 | Each | 243.77 | 487.54
1 5.1.1 + 5.1.2 | Earth work in Excavation in foundation trenches in ordinary soil (vide classification of soil item A ) and disposal of excavated earth as obtained to a distance up to 50 mm including all lifts, leveling, ramming the foundation trenches removing roots of trees, all complete as per approved design , building as per specification & direction of E/I. Extra for earth work in hard soil as per specification and direction of E/I. | 57.77 | Per M3 | 112.53 | 6500.8581
2 5.1.10 | Providing coarse clean sand in filling in foundation trenches or in plinth including ramming and watering in layers not exceeding 150mm thick with all leads and lifts including cost of all materials, labour, royalty and taxes all complete as per building specification & direction of E/I.( Mode of measurement compacted volume). | 14.02 | Per M3 | 228.47 | 3203.1494
3 8.6.8 | Supplying and laying (properly as per design and drawing) rip-rap with good quality of Boulders duly packed including the cost of materials, royalty all taxes etc. but excluding the cost of carriage all complete as per specification and direction of E/I. | 23.365 | Per M3 | 1191.77 | 27845.706
4 5.3.2.1 | Providing RCC M 200 with nominal mix of (1:1.5:3) in drain cover ………………… do ……………. all complete as per building specification and direction of E/I. | 20.391 | Per M3 | 6543.32 | 133424.8381
5 | Carriage of Materials
A | sand 42 KM | 8.76 | Per M3 | 710.13 | 6220.7388
A(i) | Local sand 18 KM | 14.01 | Per M3 | 431.75 | 6048.8175
B | Stone Boulder 29 Km | 23.36 | Per M3 | 664.32 | 15518.5152
C | Stone Chips (Lead 15 KM) | 17.5 | Per M3 | 391.29 | 6847.575
F | Earth ( Lead upto 1 K.M ) | 57.77 | Per M3 | 167.7 | 9688.029
215785.7672
Assistant Engineer Ranchi Municipal Corporation Ranchi

## Sheet41
RANCHI MUNICIPAL CORPORATION, RANCHI
BILL OF QUANTITY
Name of Work :- Construction of PCC road in Adarsh nagar Under ward No-39 from HB/149 TO HB/95
SL.NO. | ITEMS OF WORK | QTY | UNIT | RATE | AMOUNT
1 5.1.1 + 5.1.2 | Earth work in Excavation in foundation trenches in ordinary soil (vide classification of soil item A ) and disposal of excavated earth as obtained to a distance up to 50 mm including all lifts, leveling, ramming the foundation trenches removing roots of trees, all complete as per approved design , building as per specification & direction of E/I. Extra for earth work in hard soil as per specification and direction of E/I. | 135.08 | Per M3 | 112.53 | 15200.5524
2 5.1.10 | Providing coarse clean sand in filling in foundation trenches or in plinth including ramming and watering in layers not exceeding 150mm thick with all leads and lifts including cost of all materials, labour, royalty and taxes all complete as per building specification & direction of E/I.( Mode of measurement compacted volume). | 33.77 | Per M3 | 228.47 | 7715.4319
3 8.6.8 | Supplying and laying (properly as per design and drawing) rip-rap with good quality of Boulders duly packed including the cost of materials, royalty all taxes etc. but excluding the cost of carriage all complete as per specification and direction of E/I. | 56.28 | Per M3 | 1191.77 | 67072.8156
4 5.3.2.1 | Providing PCC M 200 with nominal mix of (1:1.5:3) in foundation with approved quality of stone chips 20mm to 6mm size graded and clean coarse sand of F.M. 2.5 to 3 including screening, shuttering, mixing cement concrete in mixer and placing in position and ramming till compactin is achieved , curing side shuttering , taxes adn royalty all complete as per building specification and direction of E/I. | 67.54 | Per M3 | 6543.32 | 441935.8328
5 | Carriage of Materials
A | sand 42 KM | 29.04 | Per M3 | 710.13 | 20622.1752
A(i) | Local sand 18 KM | 33.77 | Per M3 | 431.75 | 14580.1975
B | Stone Boulder 29 Km | 56.28 | Per M3 | 664.32 | 37387.9296
C | Stone Chips (Lead 15 KM) | 58.08 | Per M3 | 391.29 | 22726.1232
F | Earth ( Lead upto 1 K.M ) | 135.08 | Per M3 | 167.7 | 22652.916
649893.9742
ExecutiveEngineer Ranchi Municipal Corporation Ranchi

## Sheet42
RANCHI MUNICIPAL CORPORATION, RANCHI
BILL OF QUANTITY
Name of Work :- Construction of Drain at Hanuman mandir in DT-1748 under ward No-41
SL.NO. | ITEMS OF WORK | QTY |  | 1 | 2 |  |  | Qty | Unit | Rate | Amount
1 | Labour for cleaning before this site complete as per specification and direction of E/I. | 5 | 4 | 5 | 2 | 4.47 | 8 | 36 | Each | 243.77 | 8775.72
2 5.1.1 + 5.1.2 | Earth work in Excavation in foundation trenches in ordinary soil (vide classification of soil item A ) and disposal of excavated earth as obtained to a distance up to 50 mm including all lifts, leveling, ramming the foundation trenches removing roots of trees, all complete as per approved design , building as per specification & direction of E/I. Extra for earth work in hard soil as per specification and direction of E/I. | 34.16 | 29.31 | 9.07 | 5.75 | 4.47 | 21.24 | 94.9428 | Per M3 | 112.53 | 10683.9133
3 5.1.10 | Providing coarse clean sand in filling in foundation trenches or in plinth including ramming and watering in layers not exceeding 150mm thick with all leads and lifts including cost of all materials, labour, royalty and taxes all complete as per building specification & direction of E/I.( Mode of measurement compacted volume). | 12.75 | 10.63 | 0.57 | 0.46 | 4.47 | 2.12 | 9.4764 | Per M3 | 228.47 | 2165.0731
4 8.6.8 | Supplying and laying (properly as per design and drawing) rip-rap with good quality of Boulders duly packed including the cost of materials, royalty all taxes etc. but excluding the cost of carriage all complete as per specification and direction of E/I. | 21.42 | 17.85 | 0.96 | 0.77 | 4.47 | 3.54 | 15.8238 | Per M3 | 1191.77 | 18858.3301
5 5.3.2 | Providing PCC M 150 with nominal mix of (1:2:4) in foundation with approved quality of stone chips 20mm to 6mm size graded and clean coarse sand of F.M. 2.5 to 3 including screening, shuttering, mixing cement concrete in mixer and placing in position and ramming till compactin is achieved , curing side shuttering , taxes adn royalty all complete as per building specification and direction of E/I. |  | 15 | 3.9 | 2.7 | 4.47 | 2.91 | 13.0077 | Per M3 | 5913.66 | 76923.1152
6 5.2.34 | Providing random rubble stone masonry in C.M (1:4) in foundation and plinth with hammer dressed stone of less than 0.03 m3 in volume nad clean coarse sand of F.M. 2 to 2.5 including cost of screenign raking out joints to 20mm depth curing taxes and royalty all complete as per building specification and direction of E/I. |  |  |  |  | 4.47 | 6.29 | 28.1163 | Per M3 | 2788.17 | 78393.0242
7 5.7.11 + 5.7.12 | Providing 25 mm thick cement plaster (1:4) with clean Course sand of F.M 1.5 and 1.5mm cement punning including Screening curing with all leads and lifts of water, scoffing taxes as per royalty all complete as per specification and direction of E/I | 91.15 | Sqm | 259.29 | 23634.2835 | 4.47 | 51.12 | 228.5064 | Sqm | 259.29 | 59249.4245
8 | Carriage of Materials
A | Local Sand 18 KM | 12.75 | 10.63 | 0.57 | 0.46 | 4.47 | 2.12 | 9.4764 | Per M3 | 431.75 | 4091.4357
A(i) | Sand 42 KM | 29.16 | 33.58 | 2.32 | 1.7 | 4.47 | 5.33 | 23.8251 | Per M3 | 710.13 | 16918.9183
B | Stone Boulder 29 KM | 21.42 | 56.1 | 1 | 0.8 | 4.47 | 9.83 | 43.9401 | Per M3 | 664.32 | 29190.2872
C | Stone Chips (lead 15 KM) | 58.32 | 31.72 | 4.64 | 3.4 | 4.47 | 2.62 | 11.7114 | Per M3 | 421.75 | 4939.2829
D | Earth ( Lead upto 1 K.M ) | 34.16 | 46.3 | 9.07 | 5.75 | 4.47 | 21.24 | 94.9428 | Per M3 | 167.71 | 15922.857
326111.3815
Assistent Engineer Ranchi Municipal Corporation Ranchi

## Sheet43
RANCHI MUNICIPAL CORPORATION, RANCHI
BILL OF QUANTITY
Name of Work :- Construction of PCC Road from Bar jhopri, chitranjan mahto house to PCC road Under ward no-43
SL.NO. | ITEMS OF WORK | QTY | Unit | Rate | Amount
1 | Labour for cleaning before this site complete as per specification and direction of E/I. | 6 | Each | 243.77 | 1462.62
2 5.1.1 + 5.1.2 | Earth work in Excavation in foundation trenches in ordinary soil (vide classification of soil item A ) and disposal of excavated earth as obtained to a distance up to 50 mm including all lifts, leveling, ramming the foundation trenches removing roots of trees, all complete as per approved design , building as per specification & direction of E/I. Extra for earth work in hard soil as per specification and direction of E/I. | 232.22 | Per M3 | 112.53 | 26131.7166
3 5.1.10 | Providing coarse clean sand in filling in foundation trenches or in plinth including ramming and watering in layers not exceeding 150mm thick with all leads and lifts including cost of all materials, labour, royalty and taxes all complete as per building specification & direction of E/I.( Mode of measurement compacted volume). | 55.22 | Per M3 | 228.47 | 12616.1134
4 8.6.8 | Supplying and laying (properly as per design and drawing) rip-rap with good quality of Boulders duly packed including the cost of materials, royalty all taxes etc. but excluding the cost of carriage all complete as per specification and direction of E/I. | 92.04 | Per M3 | 1191.77 | 109690.5108
5 5.3.2.1 | Providing RCC M 200 with nominal mix of (1:1.5:3) in foundation with approved quality of stone chips 20mm to 6mm size graded and clean coarse sand of F.M. 2.5 to 3 including screening, shuttering, mixing cement concrete in mixer and placing in position and ramming till compactin is achieved , curing side shuttering , taxes adn royalty all complete as per building specification and direction of E/I. | 84.96 | Per M3 | 6543.32 | 555920.4672
6 | Carriage of Materials
A | Local Sand 18 KM | 55.22 | Per M3 | 431.75 | 23841.235
A(i) | Sand 42 KM | 36.53 | Per M3 | 710.13 | 25941.0489
B | Stone Boulder 29 km | 92.04 | Per M3 | 664.32 | 61144.0128
C | Stone Chips (lead 15 KM) | 73.06 | Per M3 | 391.29 | 28587.6474
D | Earth ( Lead upto 1 K.M ) | 232.02 | Per M3 | 167.71 | 38912.0742
| BOQ Cost |  |  |  | 884247.4463
Executive Engineer Ranchi Municipal Corporation Ranchi

## Sheet44
RANCHI MUNICIPAL CORPORATION, RANCHI
BILL OF QUANTITY
Name of Work :- Construction of Drain from house of Anil Tirkey to house of Madhu bar jhopri Under ward no-43
SL.NO. | ITEMS OF WORK |  |  | QTY | Unit | Rate | Amount
1 | Labour for cleaning before this site complete as per specification and direction of E/I. | 7 | 1 | 7 | Each | 243.77 | 1706.39
2 5.1.1 + 5.1.2 | Earth work in Excavation in foundation trenches in ordinary soil (vide classification of soil item A ) and disposal of excavated earth as obtained to a distance up to 50 mm including all lifts, leveling, ramming the foundation trenches removing roots of trees, all complete as per approved design , building as per specification & direction of E/I. Extra for earth work in hard soil as per specification and direction of E/I. | 7 | 29.73 | 208.11 | Per M3 | 112.53 | 23418.6183
3 5.1.10 | Providing coarse clean sand in filling in foundation trenches or in plinth including ramming and watering in layers not exceeding 150mm thick with all leads and lifts including cost of all materials, labour, royalty and taxes all complete as per building specification & direction of E/I.( Mode of measurement compacted volume). | 7 | 2.48 | 17.36 | Per M3 | 228.47 | 3966.2392
4 8.6.8 | Supplying and laying (properly as per design and drawing) rip-rap with good quality of Boulders duly packed including the cost of materials, royalty all taxes etc. but excluding the cost of carriage all complete as per specification and direction of E/I. | 7 | 4.13 | 28.91 | Per M3 | 1191.77 | 34454.0707
5 5.3.2 | Providing PCC M 150 with nominal mix of (1:2:4) in foundation with approved quality of stone chips 20mm to 6mm size graded and clean coarse sand of F.M. 2.5 to 3 including screening, shuttering, mixing cement concrete in mixer and placing in position and ramming till compactin is achieved , curing side shuttering , taxes adn royalty all complete as per building specification and direction of E/I. | 7 | 3.26 | 22.82 | Per M3 | 5913.66 | 134949.7212
6 5.2.34 | Providing rough dressed course stone masonry in cement mortar (1:6) in foundation and plinth with hammer dressed stone of less than 0.03 m3 in volume nad clean coarse sand of F.M. 2 to 2.5 including cost of screenign raking out joints to 20mm depth curing taxes and royalty all complete as per building specification and direction of E/I. | 7 | 8.65 | 60.55 | Per M3 | 2788.17 | 168823.6935
7 5.7.11 + 5.7.12 | Providing 25 mm thick cement plaster (1:4) with clean Course sand of F.M 1.5 and 1.5mm cement punning including Screening curing with all leads and lifts of water, scoffing taxes as per royalty all complete as per specification and direction of E/I | 7 | 65.05 | 455.35 | Sqm | 259.29 | 118067.7015
8 5.3.2.1 | Providing RCC M 200 with nominal mix of (1:1.5:3) in………….. Do …………….all complete as per building specification and direction of E/I. | 7 | 0.792 | 5.544 | Per M3 | 6543.32 | 36276.1661
9 5.5.5 (b) | Providing Tor steel reinforcement of 10mm, 12mm & 16mm dia bars as per approved design and drawing excluding carriage of Rods (straight or in coils) to work site, cutting, bending, and binding with annealed wire with cost of wire, removal of rust, placing the rods in position all complete as per building specification and direction of E/I. | 7 | 0.0868 | 0.6076 | MT | 53433.91 | 32466.4437
10 | Carriage of Materials
A | Local Sand 18 KM | 7 | 2.48 | 17.36 | Per M3 | 431.75 | 7495.18
B | Sand 42 KM | 7 | 7.16 | 50.12 | Per M3 | 710.13 | 35591.7156
C | Stone Boulder 29 km | 7 | 12.78 | 89.46 | Per M3 | 664.32 | 59430.0672
D | Stone Chips (lead 15 KM) | 7 | 3.61 | 25.27 | Per M3 | 391.29 | 9887.8983
E | Earth ( Lead upto 1 K.M ) | 7 | 29.73 | 208.11 | Per M3 | 167.71 | 34902.1281
| BOQ Cost | [5 empty] | 701436.0334
Assistant Engineer Ranchi Municipal Corporation Ranchi

## Sheet45
RANCHI MUNICIPAL CORPORATION, RANCHI
BILL OF QUANTITY
Name of Work :- Construction of PCC Road from House of Ramadhan singh to house of Dr. Sharma ji Under ward no-43
SL.NO. | ITEMS OF WORK | QTY | Unit | Rate | Amount
1 | Labour for cleaning before this site complete as per specification and direction of E/I. | 3 | Each | 243.77 | 731.31
2 5.1.1 + 5.1.2 | Earth work in Excavation in foundation trenches in ordinary soil (vide classification of soil item A ) and disposal of excavated earth as obtained to a distance up to 50 mm including all lifts, leveling, ramming the foundation trenches removing roots of trees, all complete as per approved design , building as per specification & direction of E/I. Extra for earth work in hard soil as per specification and direction of E/I. | 89.87 | Per M3 | 112.53 | 10113.0711
3 5.1.10 | Providing coarse clean sand in filling in foundation trenches or in plinth including ramming and watering in layers not exceeding 150mm thick with all leads and lifts including cost of all materials, labour, royalty and taxes all complete as per building specification & direction of E/I.( Mode of measurement compacted volume). | 21.8 | Per M3 | 228.47 | 4980.646
4 8.6.8 | Supplying and laying (properly as per design and drawing) rip-rap with good quality of Boulders duly packed including the cost of materials, royalty all taxes etc. but excluding the cost of carriage all complete as per specification and direction of E/I. | 36.34 | Per M3 | 1191.77 | 43308.9218
5 5.3.2.1 | Providing RCC M 200 with nominal mix of (1:1.5:3) in foundation with approved quality of stone chips 20mm to 6mm size graded and clean coarse sand of F.M. 2.5 to 3 including screening, shuttering, mixing cement concrete in mixer and placing in position and ramming till compactin is achieved , curing side shuttering , taxes adn royalty all complete as per building specification and direction of E/I. | 31.71 | Per M3 | 6543.32 | 207488.6772
6 | Carriage of Materials
A | Local Sand 18 KM | 21.8 | Per M3 | 431.75 | 9412.15
A(i) | Sand 42 KM | 13.6 | Per M3 | 710.13 | 9657.768
B | Stone Boulder 29 km | 36.34 | Per M3 | 664.32 | 24141.3888
C | Stone Chips (lead 15 KM) | 27.2 | Per M3 | 391.29 | 10643.088
D | Earth ( Lead upto 1 K.M ) | 89.87 | Per M3 | 167.71 | 15072.0977
| BOQ Cost |  |  |  | 335549.1186
Assistant Engineer Ranchi Municipal Corporation Ranchi

## Sheet46
RANCHI MUNICIPAL CORPORATION, RANCHI
BILL OF QUANTITY
Name of Work :- Construction of Drain at Lanka colony near Pump house from House of loknath to shankar prasad Under ward no-43
SL.NO. | ITEMS OF WORK |  |  | QTY | Unit | Rate | Amount
1 | Labour for cleaning before this site complete as per specification and direction of E/I. | 2.5 | 1 | 2 | Each | 243.77 | 487.54
2 5.1.1 + 5.1.2 | Earth work in Excavation in foundation trenches in ordinary soil (vide classification of soil item A ) and disposal of excavated earth as obtained to a distance up to 50 mm including all lifts, leveling, ramming the foundation trenches removing roots of trees, all complete as per approved design , building as per specification & direction of E/I. Extra for earth work in hard soil as per specification and direction of E/I. | 2.5 | 29.73 | 74.325 | Per M3 | 112.53 | 8363.7923
3 5.1.10 | Providing coarse clean sand in filling in foundation trenches or in plinth including ramming and watering in layers not exceeding 150mm thick with all leads and lifts including cost of all materials, labour, royalty and taxes all complete as per building specification & direction of E/I.( Mode of measurement compacted volume). | 2.5 | 2.48 | 6.2 | Per M3 | 228.47 | 1416.514
4 8.6.8 | Supplying and laying (properly as per design and drawing) rip-rap with good quality of Boulders duly packed including the cost of materials, royalty all taxes etc. but excluding the cost of carriage all complete as per specification and direction of E/I. | 2.5 | 4.13 | 10.325 | Per M3 | 1191.77 | 12305.0252
5 5.3.2 | Providing PCC M 150 with nominal mix of (1:2:4) in foundation with approved quality of stone chips 20mm to 6mm size graded and clean coarse sand of F.M. 2.5 to 3 including screening, shuttering, mixing cement concrete in mixer and placing in position and ramming till compactin is achieved , curing side shuttering , taxes adn royalty all complete as per building specification and direction of E/I. | 2.5 | 3.26 | 8.15 | Per M3 | 5913.66 | 48196.329
6 5.2.34 | Providing rough dressed course stone masonry in cement mortar (1:6) in foundation and plinth with hammer dressed stone of less than 0.03 m3 in volume nad clean coarse sand of F.M. 2 to 2.5 including cost of screenign raking out joints to 20mm depth curing taxes and royalty all complete as per building specification and direction of E/I. | 2.5 | 8.65 | 21.625 | Per M3 | 2788.17 | 60294.1763
7 5.7.11 + 5.7.12 | Providing 25 mm thick cement plaster (1:4) with clean Course sand of F.M 1.5 and 1.5mm cement punning including Screening curing with all leads and lifts of water, scoffing taxes as per royalty all complete as per specification and direction of E/I | 2.5 | 65.05 | 162.625 | Sqm | 259.29 | 42167.0363
8 5.3.2.1 | Providing RCC M 200 with nominal mix of (1:1.5:3) in………….. Do …………….all complete as per building specification and direction of E/I. | 2.5 | 0.792 | 1.98 | Per M3 | 6543.32 | 12955.7736
9 5.5.5 (b) | Providing Tor steel reinforcement of 10mm, 12mm & 16mm dia bars as per approved design and drawing excluding carriage of Rods (straight or in coils) to work site, cutting, bending, and binding with annealed wire with cost of wire, removal of rust, placing the rods in position all complete as per building specification and direction of E/I. | 2.5 | 0.0868 | 0.217 | MT | 53433.91 | 11595.1585
10 | Carriage of Materials
A | Local Sand 18 KM | 2.5 | 2.48 | 6.2 | Per M3 | 431.75 | 2676.85
B | Sand 42 KM | 2.5 | 7.16 | 17.9 | Per M3 | 710.13 | 12711.327
C | Stone Boulder 29 km | 2.5 | 12.78 | 31.95 | Per M3 | 664.32 | 21225.024
D | Stone Chips (lead 15 KM) | 2.5 | 3.61 | 9.025 | Per M3 | 391.29 | 3531.3923
E | Earth ( Lead upto 1 K.M ) | 2.5 | 29.73 | 74.325 | Per M3 | 167.71 | 12465.0458
| BOQ Cost | [5 empty] | 250390.9841
Assistant Engineer Ranchi Municipal Corporation Ranchi

## Sheet47
RANCHI MUNICIPAL CORPORATION, RANCHI
BILL OF QUANTITY
Name of Work :- Construction of Drain at New colony from house of mohan sahu to jha jee house Under ward no-43
SL.NO. | ITEMS OF WORK |  |  | QTY | Unit | Rate | Amount
1 | Labour for cleaning before this site complete as per specification and direction of E/I. | 6 | 1 | 6 | Each | 243.77 | 1462.62
2 5.1.1 + 5.1.2 | Earth work in Excavation in foundation trenches in ordinary soil (vide classification of soil item A ) and disposal of excavated earth as obtained to a distance up to 50 mm including all lifts, leveling, ramming the foundation trenches removing roots of trees, all complete as per approved design , building as per specification & direction of E/I. Extra for earth work in hard soil as per specification and direction of E/I. | 6 | 29.73 | 178.38 | Per M3 | 112.53 | 20073.1014
3 5.1.10 | Providing coarse clean sand in filling in foundation trenches or in plinth including ramming and watering in layers not exceeding 150mm thick with all leads and lifts including cost of all materials, labour, royalty and taxes all complete as per building specification & direction of E/I.( Mode of measurement compacted volume). | 6 | 2.48 | 14.88 | Per M3 | 228.47 | 3399.6336
4 8.6.8 | Supplying and laying (properly as per design and drawing) rip-rap with good quality of Boulders duly packed including the cost of materials, royalty all taxes etc. but excluding the cost of carriage all complete as per specification and direction of E/I. | 6 | 4.13 | 24.78 | Per M3 | 1191.77 | 29532.0606
5 5.3.2 | Providing PCC M 150 with nominal mix of (1:2:4) in foundation with approved quality of stone chips 20mm to 6mm size graded and clean coarse sand of F.M. 2.5 to 3 including screening, shuttering, mixing cement concrete in mixer and placing in position and ramming till compactin is achieved , curing side shuttering , taxes adn royalty all complete as per building specification and direction of E/I. | 6 | 3.26 | 19.56 | Per M3 | 5913.66 | 115671.1896
6 5.2.34 | Providing rough dressed course stone masonry in cement mortar (1:6) in foundation and plinth with hammer dressed stone of less than 0.03 m3 in volume nad clean coarse sand of F.M. 2 to 2.5 including cost of screenign raking out joints to 20mm depth curing taxes and royalty all complete as per building specification and direction of E/I. | 6 | 8.65 | 51.9 | Per M3 | 2788.17 | 144706.023
7 5.7.11 + 5.7.12 | Providing 25 mm thick cement plaster (1:4) with clean Course sand of F.M 1.5 and 1.5mm cement punning including Screening curing with all leads and lifts of water, scoffing taxes as per royalty all complete as per specification and direction of E/I | 6 | 65.05 | 390.3 | Sqm | 259.29 | 101200.887
8 5.3.2.1 | Providing RCC M 200 with nominal mix of (1:1.5:3) in………….. Do …………….all complete as per building specification and direction of E/I. | 6 | 0.792 | 4.752 | Per M3 | 6543.32 | 31093.8566
9 5.5.5 (b) | Providing Tor steel reinforcement of 10mm, 12mm & 16mm dia bars as per approved design and drawing excluding carriage of Rods (straight or in coils) to work site, cutting, bending, and binding with annealed wire with cost of wire, removal of rust, placing the rods in position all complete as per building specification and direction of E/I. | 6 | 0.0868 | 0.5208 | MT | 53433.91 | 27828.3803
10 | Carriage of Materials
A | Local Sand 18 KM | 6 | 2.48 | 14.88 | Per M3 | 431.75 | 6424.44
B | Sand 42 KM | 6 | 7.16 | 42.96 | Per M3 | 710.13 | 30507.1848
C | Stone Boulder 29 km | 6 | 12.78 | 76.68 | Per M3 | 664.32 | 50940.0576
D | Stone Chips (lead 15 KM) | 6 | 3.61 | 21.66 | Per M3 | 391.29 | 8475.3414
E | Earth ( Lead upto 1 K.M ) | 6 | 29.73 | 178.38 | Per M3 | 167.71 | 29916.1098
| BOQ Cost | [5 empty] | 601230.8858
Assistant Engineer Ranchi Municipal Corporation Ranchi

## Sheet48
RANCHI MUNICIPAL CORPORATION, RANCHI
BILL OF QUANTITY
Name of Work :- Construction of PCC Road from house of Guddu singh to house of Basant Paswan Under ward no-43
SL.NO. | ITEMS OF WORK | QTY | Unit | Rate | Amount
1 | Labour for cleaning before this site complete as per specification and direction of E/I. | 6 | Each | 243.77 | 1462.62
2 5.1.1 + 5.1.2 | Earth work in Excavation in foundation trenches in ordinary soil (vide classification of soil item A ) and disposal of excavated earth as obtained to a distance up to 50 mm including all lifts, leveling, ramming the foundation trenches removing roots of trees, all complete as per approved design , building as per specification & direction of E/I. Extra for earth work in hard soil as per specification and direction of E/I. | 170.11 | Per M3 | 112.53 | 19142.4783
3 5.1.10 | Providing coarse clean sand in filling in foundation trenches or in plinth including ramming and watering in layers not exceeding 150mm thick with all leads and lifts including cost of all materials, labour, royalty and taxes all complete as per building specification & direction of E/I.( Mode of measurement compacted volume). | 41.27 | Per M3 | 228.47 | 9428.9569
4 8.6.8 | Supplying and laying (properly as per design and drawing) rip-rap with good quality of Boulders duly packed including the cost of materials, royalty all taxes etc. but excluding the cost of carriage all complete as per specification and direction of E/I. | 68.79 | Per M3 | 1191.77 | 81981.8583
5 5.3.2.1 | Providing RCC M 200 with nominal mix of (1:1.5:3) in foundation with approved quality of stone chips 20mm to 6mm size graded and clean coarse sand of F.M. 2.5 to 3 including screening, shuttering, mixing cement concrete in mixer and placing in position and ramming till compactin is achieved , curing side shuttering , taxes adn royalty all complete as per building specification and direction of E/I. | 60.03 | Per M3 | 6543.32 | 392795.4996
6 | Carriage of Materials
A | Local Sand 18 KM | 41.27 | Per M3 | 431.75 | 17818.3225
A(i) | Sand 42 KM | 25.81 | Per M3 | 710.13 | 18328.4553
B | Stone Boulder 29 km | 68.79 | Per M3 | 664.32 | 45698.5728
C | Stone Chips (lead 15 KM) | 51.62 | Per M3 | 391.29 | 20198.3898
D | Earth ( Lead upto 1 K.M ) | 170.11 | Per M3 | 167.71 | 28529.1481
| BOQ Cost |  |  |  | 635384.3016
Executive Engineer Ranchi Municipal Corporation Ranchi

## Sheet49
RANCHI MUNICIPAL CORPORATION, RANCHI
BILL OF QUANTITY
Name of Work :- Construction of PCC road at Kathar kocha from Gobra Oraon to Etwa khakha under ward no-45
SL.NO. | ITEMS OF WORK | QTY | UNIT | RATE | AMOUNT
1 | Lzbour for cleaning the work site before and after work etc. | 4 | Each | 243.77 | 975.08
2 5.1.1 + 5.1.2 | Earth work in Excavation in foundation trenches in ordinary soil (vide classification of soil item A ) and disposal of excavated earth as obtained to a distance up to 50 mm including all lifts, leveling, ramming the foundation trenches removing roots of trees, all complete as per approved design , building as per specification & direction of E/I. Extra for earth work in hard soil as per specification and direction of E/I. | 61.17 | Per M3 | 112.53 | 6883.4601
3 5.1.10 | Providing coarse clean sand in filling in foundation trenches or in plinth including ramming and watering in layers not exceeding 150mm thick with all leads and lifts including cost of all materials, labour, royalty and taxes all complete as per building specification & direction of E/I.( Mode of measurement compacted volume). | 27.19 | Per M3 | 228.47 | 6212.0993
4 8.6.8 | Supplying and laying (properly as per design and drawing) rip-rap with good quality of Boulders duly packed including the cost of materials, royalty all taxes etc. but excluding the cost of carriage all complete as per specification and direction of E/I. | 33.98 | Per M3 | 1191.77 | 40496.3446
5 5.3.2.1 | Providing RCC M 200 with nominal mix of (1:1.5:3) in drain cover ……….. Do…………. all complete as per building specification and direction of E/I. | 40.78 | Per M3 | 6543.32 | 266836.5896
6 | Carriage of Materials
A | sand 42 KM | 17.51 | Per M3 | 710.13 | 12434.3763
A(i) | Local sand 18KM | 27.19 | Per M3 | 431.75 | 11739.2825
B | Stone Boulder 29 Km | 33.98 | Per M3 | 664.32 | 22573.5936
C | Stone Chips (Lead 15 KM) | 35.06 | Per M3 | 391.29 | 13718.6274
D | Earth ( Lead upto 1 K.M ) | 61.17 | Per M3 | 167.71 | 10258.8207
392128.2741
Assistant Engineer Ranchi Municipal Corporation Ranchi

## Sheet50
RANCHI MUNICIPAL CORPORATION, RANCHI
BILL OF QUANTITY
Name of Work :- Construction of PCC road at Shukla colony sharma gali remaining part under ward no-45
SL.NO. | ITEMS OF WORK | QTY | UNIT | RATE | AMOUNT
1 | Lzbour for cleaning the work site before and after work etc. | 5 | Each | 243.77 | 1218.85
2 5.1.1 + 5.1.2 | Earth work in Excavation in foundation trenches in ordinary soil (vide classification of soil item A ) and disposal of excavated earth as obtained to a distance up to 50 mm including all lifts, leveling, ramming the foundation trenches removing roots of trees, all complete as per approved design , building as per specification & direction of E/I. Extra for earth work in hard soil as per specification and direction of E/I. | 85.58 | Per M3 | 112.53 | 9630.3174
3 5.1.10 | Providing coarse clean sand in filling in foundation trenches or in plinth including ramming and watering in layers not exceeding 150mm thick with all leads and lifts including cost of all materials, labour, royalty and taxes all complete as per building specification & direction of E/I.( Mode of measurement compacted volume). | 34.05 | Per M3 | 228.47 | 7779.4035
4 8.6.8 | Supplying and laying (properly as per design and drawing) rip-rap with good quality of Boulders duly packed including the cost of materials, royalty all taxes etc. but excluding the cost of carriage all complete as per specification and direction of E/I. | 56.76 | Per M3 | 1191.77 | 67644.8652
5 5.3.2.1 | Providing RCC M 200 with nominal mix of (1:1.5:3) in drain cover ……….. Do…………. all complete as per building specification and direction of E/I. | 52.39 | Per M3 | 6543.32 | 342804.5348
6 | Carriage of Materials
A | sand 42 KM | 22.5 | Per M3 | 710.13 | 15977.925
A(i) | Local sand 18KM | 34.05 | Per M3 | 431.75 | 14701.0875
B | Stone Boulder 29 Km | 56.76 | Per M3 | 664.32 | 37706.8032
C | Stone Chips (Lead 15 KM) | 45 | Per M3 | 391.29 | 17608.05
D | Earth ( Lead upto 1 K.M ) | 85.58 | Per M3 | 167.71 | 14352.6218
529424.4584
Executive Engineer Ranchi Municipal Corporation Ranchi

## Sheet51
RANCHI MUNICIPAL CORPORATION, RANCHI
BILL OF QUANTITY
Name of Work:-Construction of PCC road at Bandhu nagar from house of Sanjay thakur to river Under ward No-45
SL.NO. | ITEMS OF WORK | 1 | 2 | 3 |  |  | QTY | Unit | Rate | Amount
1 | Labour for cleaning before this site complete as per specification and direction of E/I. | 8 | Each | 243.77 | 4 | 1 | 4 | Each | 243.77 | 975.08
1 5.1.1 + 5.1.2 | Earth work in Excavation in foundation trenches in ordinary soil (vide classification of soil item A ) and disposal of excavated earth as obtained to a distance up to 50 mm including all lifts, leveling, ramming the foundation trenches removing roots of trees, all complete as per approved design , building as per specification & direction of E/I. Extra for earth work in hard soil as per specification and direction of E/I. | 24.96 | 36.94 | 36.94 | 4 | 23.13 | 92.52 | Per M3 | 112.53 | 10411.2756
2 5.1.10 | Providing coarse clean sand in filling in foundation trenches or in plinth including ramming and watering in layers not exceeding 150mm thick with all leads and lifts including cost of all materials, labour, royalty and taxes all complete as per building specification & direction of E/I.( Mode of measurement compacted volume). | 8.496 | 8.5 | 8.5 | 4 | 9.2 | 36.8 | Per M3 | 228.47 | 8407.696
3 8.6.8 | Supplying and laying (properly as per design and drawing) rip-rap with good quality of Boulders duly packed including the cost of materials, royalty all taxes etc. but excluding the cost of carriage all complete as per specification and direction of E/I. | 14.28 | 14.28 | 14.28 | 4 | 15.34 | 61.36 | Per M3 | 1191.77 | 73127.0072
4 5.3.2.1 | Providing PCC M 200 with nominal mix of (1:1.5:3) in foundation with approved quality of stone chips 20mm to 6mm size graded and clean coarse sand of F.M. 2.5 to 3 including screening, shuttering, mixing cement concrete in mixer and placing in position and ramming till compactin is achieved , curing side shuttering , taxes adn royalty all complete as per building specification and direction of E/I. | 13.596 | 14.2 | 14.2 | 4 | 14.16 | 56.64 | Per M3 | 6543.32 | 370613.6448
5 | Carriage of Materials
A | Local Sand 42 KM | 8.496 | 6.09 | 6.09 | 4 | 6.08 | 24.32 | Per M3 | 710.13 | 17270.3616
A(i) | Sand 18 KM | 8.496 | 6.09 | 6.09 | 4 | 9.2 | 36.8 | Per M3 | 431.75 | 15888.4
B | Stone Boulder 29 km | 14.28 | 14.28 | 14.28 | 4 | 15.34 | 61.36 | Per M3 | 664.32 | 40762.6752
C | Stone Chips (lead 15 KM) | 11.688 | 12.18 | 12.18 | 4 | 12.16 | 48.64 | Per M3 | 391.29 | 19032.3456
D | Earth ( Lead upto 1 K.M ) | 24.96 | 36.94 | 36.94 | 4 | 23.13 | 92.52 | Per M3 | 167.7 | 15515.604
| BOQ Cost | [8 empty] | 572004.09
Executive Engineer Ranchi Municipal Corporation Ranchi

## Sheet52
RANCHI MUNICIPAL CORPORATION, RANCHI
BILL OF QUANTITY
Name of Work :- Renovation of the office of Doranda Anchal under ward No-47
SL.NO. | ITEMS OF WORK | QTY | UNIT | RATE | AMOUNT
1 BCD 5.2.11 | Providing designation 75A brick work in C.M. (1:6) in supersturcturePlinth approved quality of clean coarse sand of F.M. 2 to 2.5 including providing 10mm, thick mortar joints, cost of screening materials, scaffolfing, raking out joints to 15mm depth, curing, taxes and royalty all complete as per building specification and direction of E/I. | 2.7 | Per M3 | 4011.07 | 10829.889
2 5.7.3 | Providing 12mm thick cement plaster (1:6) with clean coarse sand of F.M 1.5 including screening, curing with all leads and lifts of water, scaffolding taxes and royalty all complete as per building specification and direction of E/I | 33.46 | Sqm | 125.34 | 4193.8764
3 13.80 | Providing and applying white cement based putty of average thickness 1mm, of approved brand and manufacture, over the plastered wall surface to prepare the surface even and smooth complete | 703.35 | Sqm | 87.35 | 61437.6225
4 BCD 5.8.17 | Providing two coat of oil bound distemper of approved shade and make over a coat of cement primer over old surface including washing cleaning and parering thewalls scaffolding washing of filors and taxes all complete asper building specification and direction of E/I | 703.35 | Sqm | 59.81 | 42067.3635
5 5.8.23 | Providing two coat snocem of approved shade and make over old surface | 394.8 | Sqm | 71.49 | 28224.252
6 5.9.14 | Providing asbestos sheet ceiling with 120x6mm sal wood beam at 122cm . Centers and 60x40 mm sal wood runners at 122 cm centers including cost of 02 coats og wood preservative paint of approved make, fixing at site and taxes all complete as per specification and direction of E/I | 122.3 | Sqm | 961.03 | 117533.969
7 BCD 5.4.8 | Supplying, fittingand fixing 32mm thick good quality well dressed and well seasoned local wood battened shutter…… do ………….. | 1.95 | Sqm | 1981.96 | 3864.822
8 BCD 5.5.18 | Supplying fitting and fixing fully glazed steel door, windowss or ventilators of standards rolleld "Z" and mullion steel sections and size as per IS- 1038 joints met and welded with 100x16x10cm M.S lugs fixed in cement concrete ( 1:2:4) blocks 16x10x10cm size including cost of oxidised iron fittings with hinges, handel per steps catch springs with M.S lugs fixed in cement concrete (1:2:4) including cost of oxidised iron fittings with hinges | 1.95 | Sqm | 2984.13 | 5819.0535
9 BCD 5.8.28 | Providing two coat of painting with ready mixed paint of approved shade adn make over old wooden surface including cleaning the surface after removing dirt including scale , smokes , grease and sand papering, including cost of scaffolding and taxes all complete as per building specification and direction of E/I. | 59.3 | Sqm | 67.72 | 4015.796
10 DSR 11.41.2 | Providing and laying vitrified floor tiles in different of size 600 mm x 600 mm thickness to be provided by the manufactures 1st quality conforming | 78.16 | Sqm | 1119.4 | 87492.304
11 BCD 5.9.12 | Providing laying single layer of taargelt of standard make including cleaning the surface with brushes ad cloth soaked in K.oil and taxes all complete as per building specification and direction of E/I | 239.78 | Sqm | 356.94 | 85587.0732
12 DSR 12.25 | Providing and fixing flat pressed 03 layer medium density particale board or graded particle board grade IS 3087 marked in ceiling with necessary nail etc. complete | 77.74 | Sqm | 669.4 | 52039.156
13 DSR 13.26 | Providing and applying plaster of paris putty of 2 mm thickness over plastered surface to prepare surface to prepare the surface even ane smooth complete. | 77.74 | CUM | 118.7 | 9227.738
14 | Carriage of Materials
A | sand 42 KM | 1.44 | Per M3 | 710.13 | 1022.5872
B | Brick(1 KM kachha + 8KM pucca) | 1.1 | Per M3 | 720.81 | 792.891
514148.3933
Executive Engineer Ranchi Municipal Corporation Ranchi

## Sheet53
RANCHI MUNICIPAL CORPORATION, RANCHI
BILL OF QUANTITY
Name of Work :- Construction of Drain ward no-47 the house of Babu lal sami to mandal house
SL.NO. | ITEMS OF WORK | QTY | UNIT | RATE | AMOUNT
1 5.1.1 + 5.1.2 | Earth work in Excavation in foundation trenches in ordinary soil (vide classification of soil item A ) and disposal of excavated earth as obtained to a distance up to 50 mm including all lifts, leveling, ramming the foundation trenches removing roots of trees, all complete as per approved design , building as per specification & direction of E/I. Extra for earth work in hard soil as per specification and direction of E/I. | 78.51 | Per M3 | 112.53 | 8834.7303
2 5.1.10 | Providing coarse clean sand in filling in foundation trenches or in plinth including ramming and watering in layers not exceeding 150mm thick with all leads and lifts including cost of all materials, labour, royalty and taxes all complete as per building specification & direction of E/I.( Mode of measurement compacted volume). | 6.38 | Per M3 | 228.47 | 1457.6386
3 8.6.8 | Supplying and laying (properly as per design and drawing) rip-rap with good quality of Boulders duly packed including the cost of materials, royalty all taxes etc. but excluding the cost of carriage all complete as per specification and direction of E/I. | 10.71 | Per M3 | 1191.77 | 12763.8567
4 5.3.2. | Providing PCC M 150 with nominal mix of (1:2:4) in foundation with approved quality of stone chips 20mm to 6mm size graded and clean coarse sand of F.M. 2.5 to 3 including screening, shuttering, mixing cement concrete in mixer and placing in position and ramming till compactin is achieved , curing side shuttering , taxes adn royalty all complete as per building specification and direction of E/I. | 7.8 | Per M3 | 5913.66 | 46126.548
5 5.2.34 | Providing random rubble stone masonry in C.M (1:4) in foundation and plinth with hammer dressed stone of less than 0.03 m3 in volume nad clean coarse sand of F.M. 2 to 2.5 including cost of screenign raking out joints to 20mm depth curing taxes and royalty all complete as per building specification and direction of E/I. | 33.99 | Per M3 | 2788.17 | 94769.8983
6 5.7.11 + 5.7.12 | Providing 2.5 mm thick cement plaster (1:4) with clean Course sand of F.M 1.5 and 1.5mm cement punning including Screening curing with all leads and lifts of water, scoffing taxes as per royalty all complete as per specification and direction of E/I | 176.5 | Sqm | 259.29 | 45764.685
7 5.3.30.1 | Providing Precast R.C.C. M-200 in nominal mix (1:1.5:3) in slab with approved quality of stone metal grade III (50mm to 25mm size) and clean coarse sand to F.M 2.5 to 3 including screening, shuttering, mixing cement concrete in mixer and placing in position, vibrating, striking, curing, taxes and royalty all complete as per building specification and direction of E/I | 12.75 | CUM | 6219.21 | 79294.9275
10 5.5.5 | Providing Tor steel reinforcement of 10mm, 12mm & 16mm dia bars as per approved design and drawing excluding carriage of Rods (straight or in coils) to work site, cutting, bending, and binding with annealed wire with cost of wire, removal of rust, placing the rods in position all complete as per building specification and direction of E/I. | 1.35 | MT | 53433.91 | 72135.7785
11 | Carriage of Materials
A | sand 42 KM | 25.24 | Per M3 | 710.13 | 17923.6812
A(i) | Local sand 18 KM | 6.38 | Per M3 | 431.75 | 2754.565
B | Stone Boulder 29 Km | 44.7 | Per M3 | 664.32 | 29695.104
C | Stone Chips (Lead 15 KM) | 18 | Per M3 | 391.29 | 7043.22
F | Earth ( Lead upto 1 K.M ) | 78.51 | Per M3 | 167.7 | 13166.127
431730.7601
Assistant Engineer Ranchi Municipal Corporation Ranchi

## Sheet54
RANCHI MUNICIPAL CORPORATION, RANCHI
BILL OF QUANTITY
Name of Work :- Renovation of road at North office Para from Barik toli pardhan to Chapakal under ward no-47
SL.NO. | ITEMS OF WORK | QTY |  |  | QTY | UNIT | RATE | AMOUNT
1 5.1.1 + 5.1.2 | Earth work in Excavation in foundation trenches in ordinary soil (vide classification of soil item A ) and disposal of excavated earth as obtained to a distance up to 50 mm including all lifts, leveling, ramming the foundation trenches removing roots of trees, all complete as per approved design , building as per specification & direction of E/I. Extra for earth work in hard soil as per specification and direction of E/I. | 8.49 | 50 | 90 | 8.54 | Per M3 | 112.53 | 961.0062
2 5.1.10 | Providing coarse clean sand in filling in foundation trenches or in plinth including ramming and watering in layers not exceeding 150mm thick with all leads and lifts including cost of all materials, labour, royalty and taxes all complete as per building specification & direction of E/I.( Mode of measurement compacted volume). | 4.25 | 50 | 90 | 6.38 | Per M3 | 228.47 | 1457.6386
3 8.6.8 | Supplying and laying (properly as per design and drawing) rip-rap with good quality of Boulders duly packed including the cost of materials, royalty all taxes etc. but excluding the cost of carriage all complete as per specification and direction of E/I. | 7.08 | 50 | 90 | 10.71 | Per M3 | 1191.77 | 12763.8567
4 5.3.2.1 | Providing PCC M 200 with nominal mix of (1:1.5:3) in foundation with approved quality of stone chips 20mm to 6mm size graded and clean coarse sand of F.M. 2.5 to 3 including screening, shuttering, mixing cement concrete in mixer and placing in position and ramming till compactin is achieved , curing side shuttering , taxes adn royalty all complete as per building specification and direction of E/I. | 8.5 | 50 | 90 | 45.3 | Per M3 | 6543.32 | 296412.396
5 | Carriage of Materials |  | 50 | 90
A | sand 42 KM | 3.65 | 50 | 90 | 19.47 | Per M3 | 710.13 | 13826.2311
A(i) | Local sand 18 KM | 4.25 | 50 | 90 | 6.38 | Per M3 | 431.75 | 2754.565
B | Stone Boulder 29M | 7.08 | 50 | 90 | 10.7 | Per M3 | 664.32 | 7108.224
C | Stone Chips (Lead 15 KM) | 7.3 | 50 | 90 | 38.95 | Per M3 | 391.29 | 15240.7455
F | Earth ( Lead upto 1 K.M ) | 8.49 | 50 | 90 | 8.54 | Per M3 | 167.7 | 1432.158
351956.8211
Assistant Engineer Ranchi Municipal Corporation Ranchi

## Sheet55
RANCHI MUNICIPAL CORPORATION, RANCHI
BILL OF QUANTITY
Name of Work :- Construction of PCC road from Ayodhya master house to subhash wakil house and vidyanand singh house at Krishnapuri Road No-05 under ward no-48 Name of Work:- Improvement of pcc road from Krishnapuri road no-08 to road no-10 at Krishnapuri main road in ward no-48
SL.NO. | ITEMS OF WORK | 1 | 2 | Qty | UNIT | RATE | AMOUNT
1 5.1.1 + 5.1.2 | Earth work in Excavation in foundation trenches in ordinary soil (vide classification of soil item A ) and disposal of excavated earth as obtained to a distance up to 50 mm including all lifts, leveling, ramming the foundation trenches removing roots of trees, all complete as per approved design , building as per specification & direction of E/I. Extra for earth work in hard soil as per specification and direction of E/I. | 76.46 | 6.51 | 82.97 | Per M3 | 112.53 | 9336.6141
2 5.1.10 | Providing coarse clean sand in filling in foundation trenches or in plinth including ramming and watering in layers not exceeding 150mm thick with all leads and lifts including cost of all materials, labour, royalty and taxes all complete as per building specification & direction of E/I.( Mode of measurement compacted volume). | 26.55 | 3.26 | 29.81 | Per M3 | 228.47 | 6810.6907
3 8.6.8 | Supplying and laying (properly as per design and drawing) rip-rap with good quality of Boulders duly packed including the cost of materials, royalty all taxes etc. but excluding the cost of carriage all complete as per specification and direction of E/I. | 44.25 | 5.43 | 49.68 | Per M3 | 1191.77 | 59207.1336
4 5.3.2.1 | Providing PCC M 200 with nominal mix of (1:1.5:3) in foundation with approved quality of stone chips 20mm to 6mm size graded and clean coarse sand of F.M. 2.5 to 3 including screening, shuttering, mixing cement concrete in mixer and placing in position and ramming till compactin is achieved , curing side shuttering , taxes adn royalty all complete as per building specification and direction of E/I. | 46.72 | 32.56 | 79.28 | Per M3 | 6543.32 | 518754.4096
5 | Carriage of Materials
A | sand 42 KM | 20.09 | 14 | 34.09 | Per M3 | 710.13 | 24208.3317
A(i) | Local sand 18 KM | 26.55 | 3.26 | 29.81 | Per M3 | 431.75 | 12870.4675
B | Stone Boulder 29 Km | 44.25 | 5.43 | 49.68 | Per M3 | 664.25 | 32999.94
C | Stone Chips (Lead 15 KM) | 40.18 | 28.01 | 68.19 | Per M3 | 391.29 | 26682.0651
D | Earth ( Lead upto 1 K.M ) | 76.46 | 6.51 | 82.97 | Per M3 | 167.71 | 13914.8987
704784.551
Executive Engineer Ranchi Municipal Corporation Ranchi

## Sheet56
RANCHI MUNICIPAL CORPORATION, RANCHI
BILL OF QUANTITY
Name of Work :-vejkorh dksyksuh es aguqeku eafnj ls iqy rd ,oa dey ;kno ds ?kj rd ,oa uFkquh lko ds ?kj ls egs'k flag ds ?kj rd iFk fuekZ.k ,oa lq/kkj dk;ZA
SL.NO. | ITEMS OF WORK | QTY | UNIT | RATE | AMOUNT
1 5.1.1 + 5.1.2 | Earth work in Excavation in foundation trenches in ordinary soil (vide classification of soil item A ) and disposal of excavated earth as obtained to a distance up to 50 mm including all lifts, leveling, ramming the foundation trenches removing roots of trees, all complete as per approved design , building as per specification & direction of E/I. Extra for earth work in hard soil as per specification and direction of E/I. | 47.15 | Per M3 | 112.53 | 5305.7895
2 5.1.10 | Providing coarse clean sand in filling in foundation trenches or in plinth including ramming and watering in layers not exceeding 150mm thick with all leads and lifts including cost of all materials, labour, royalty and taxes all complete as per building specification & direction of E/I.( Mode of measurement compacted volume). | 15.15 | Per M3 | 228.47 | 3461.3205
3 8.6.8 | Supplying and laying (properly as per design and drawing) rip-rap with good quality of Boulders duly packed including the cost of materials, royalty all taxes etc. but excluding the cost of carriage all complete as per specification and direction of E/I. | 25.45 | Per M3 | 1191.77 | 30330.5465
4 5.3.2.1 | Providing PCC M 200 with nominal mix of (1:1.5:3) in foundation with approved quality of stone chips 20mm to 6mm size graded and clean coarse sand of F.M. 2.5 to 3 including screening, shuttering, mixing cement concrete in mixer and placing in position and ramming till compactin is achieved , curing side shuttering , taxes adn royalty all complete as per building specification and direction of E/I. | 56.63 | Per M3 | 6543.32 | 370548.2116
5 | Carriage of Materials
A | sand 49 KM | 24.35 | Per M3 | 710.13 | 17291.6655
A(i) | Local sand 14 KM | 15.15 | Per M3 | 431.75 | 6541.0125
B | Stone Boulder 36 Km | 25.45 | Per M3 | 664.32 | 16906.944
C | Stone Chips (Lead 22 KM) | 48.7 | Per M3 | 391.29 | 19055.823
F | Earth ( Lead upto 1 K.M ) | 47.15 | Per M3 | 167.7 | 7907.055
477348.3681
Assistant Engineer Ranchi Municipal Corporation Ranchi

## Sheet57
RANCHI MUNICIPAL CORPORATION, RANCHI
BILL OF QUANTITY
Name of Work :- Construction for the construction of PCC road at Titri toli fromj Prabha devi house to Prabhu dayal house under ward no-49
SL.NO. | ITEMS OF WORK | QTY |  |  | QTY | UNIT | RATE | AMOUNT
1 5.1.1 + 5.1.2 | Earth work in Excavation in foundation trenches in ordinary soil (vide classification of soil item A ) and disposal of excavated earth as obtained to a distance up to 50 mm including all lifts, leveling, ramming the foundation trenches removing roots of trees, all complete as per approved design , building as per specification & direction of E/I. Extra for earth work in hard soil as per specification and direction of E/I. | 8.49 | 50 | 90 | 176.53 | Per M3 | 112.53 | 19864.9209
2 5.1.10 | Providing coarse clean sand in filling in foundation trenches or in plinth including ramming and watering in layers not exceeding 150mm thick with all leads and lifts including cost of all materials, labour, royalty and taxes all complete as per building specification & direction of E/I.( Mode of measurement compacted volume). | 4.25 | 50 | 90 | 46.72 | Per M3 | 228.47 | 10674.1184
3 8.6.8 | Supplying and laying (properly as per design and drawing) rip-rap with good quality of Boulders duly packed including the cost of materials, royalty all taxes etc. but excluding the cost of carriage all complete as per specification and direction of E/I. | 7.08 | 50 | 90 | 77.87 | Per M3 | 1191.77 | 92803.1299
4 5.3.2.1 | Providing PCC M 200 with nominal mix of (1:1.5:3) in foundation with approved quality of stone chips 20mm to 6mm size graded and clean coarse sand of F.M. 2.5 to 3 including screening, shuttering, mixing cement concrete in mixer and placing in position and ramming till compactin is achieved , curing side shuttering , taxes adn royalty all complete as per building specification and direction of E/I. | 8.5 | 50 | 90 | 77.87 | Per M3 | 6543.32 | 509528.3284
5 | Carriage of Materials |  | 50 | 90
A | sand 42 KM | 3.65 | 50 | 90 | 33.49 | Per M3 | 710.13 | 23782.2537
A(i) | Local sand 18 KM | 4.25 | 50 | 90 | 46.72 | Per M3 | 431.75 | 20171.36
B | Stone Boulder 29M | 7.08 | 50 | 90 | 77.87 | Per M3 | 664.32 | 51730.5984
C | Stone Chips (Lead 15 KM) | 7.3 | 50 | 90 | 66.97 | Per M3 | 391.29 | 26204.6913
F | Earth ( Lead upto 1 K.M ) | 8.49 | 50 | 90 | 176.53 | Per M3 | 167.7 | 29604.081
784363.482
Executive Engineer Ranchi Municipal Corporation Ranchi

## Sheet58
RANCHI MUNICIPAL CORPORATION, RANCHI
BILL OF QUANTITY
Name of Work :- Construction of PCC road in titari from the house of Kalastus ekka to the house damodar sahu under ward no-49
SL.NO. | ITEMS OF WORK | QTY |  |  | QTY | UNIT | RATE | AMOUNT
1 5.1.1 + 5.1.2 | Earth work in Excavation in foundation trenches in ordinary soil (vide classification of soil item A ) and disposal of excavated earth as obtained to a distance up to 50 mm including all lifts, leveling, ramming the foundation trenches removing roots of trees, all complete as per approved design , building as per specification & direction of E/I. Extra for earth work in hard soil as per specification and direction of E/I. | 8.49 | 50 | 90 | 144.4 | Per M3 | 112.53 | 16249.332
2 5.1.10 | Providing coarse clean sand in filling in foundation trenches or in plinth including ramming and watering in layers not exceeding 150mm thick with all leads and lifts including cost of all materials, labour, royalty and taxes all complete as per building specification & direction of E/I.( Mode of measurement compacted volume). | 4.25 | 50 | 90 | 38.28 | Per M3 | 228.47 | 8745.8316
3 8.6.8 | Supplying and laying (properly as per design and drawing) rip-rap with good quality of Boulders duly packed including the cost of materials, royalty all taxes etc. but excluding the cost of carriage all complete as per specification and direction of E/I. | 7.08 | 50 | 90 | 63.71 | Per M3 | 1191.77 | 75927.6667
4 5.3.2.1 | Providing PCC M 200 with nominal mix of (1:1.5:3) in foundation with approved quality of stone chips 20mm to 6mm size graded and clean coarse sand of F.M. 2.5 to 3 including screening, shuttering, mixing cement concrete in mixer and placing in position and ramming till compactin is achieved , curing side shuttering , taxes adn royalty all complete as per building specification and direction of E/I. | 8.5 | 50 | 90 | 63.713 | Per M3 | 6543.32 | 416894.5472
5 | Carriage of Materials |  | 50 | 90
A | sand 42 KM | 3.65 | 50 | 90 | 27.4 | Per M3 | 710.13 | 19457.562
A(i) | Local sand 18 KM | 4.25 | 50 | 90 | 38.228 | Per M3 | 431.75 | 16504.939
B | Stone Boulder 29M | 7.08 | 50 | 90 | 63.71 | Per M3 | 664.32 | 42323.8272
C | Stone Chips (Lead 15 KM) | 7.3 | 50 | 90 | 54.79 | Per M3 | 391.29 | 21438.7791
F | Earth ( Lead upto 1 K.M ) | 8.49 | 50 | 90 | 144.4 | Per M3 | 167.7 | 24215.88
641758.3648
Executive Engineer Ranchi Municipal Corporation Ranchi

## Sheet59
RANCHI MUNICIPAL CORPORATION, RANCHI
BILL OF QUANTITY
Name of Work :- Construction of repairing of Drain & construction of Culvert from Mukta bahadur house to S.K. pandey house at sringar colony in ward no-49
SL.NO. | ITEMS OF WORK | QTY | UNIT | RATE | AMOUNT
1 | Providing man days for site clearence for before and after the work etc. | 10 | Each | 243.77 | 2437.7
2 5.1.1 + 5.1.2 | Earth work in Excavation in foundation trenches in ordinary soil (vide classification of soil item A ) and disposal of excavated earth as obtained to a distance up to 50 mm including all lifts, leveling, ramming the foundation trenches removing roots of trees, all complete as per approved design , building as per specification & direction of E/I. Extra for earth work in hard soil as per specification and direction of E/I. | 79.43 | Per M3 | 112.53 | 8938.2579
3 5.1.10 | Providing coarse clean sand in filling in foundation trenches or in plinth including ramming and watering in layers not exceeding 150mm thick with all leads and lifts including cost of all materials, labour, royalty and taxes all complete as per building specification & direction of E/I.( Mode of measurement compacted volume). | 1.26 | Per M3 | 228.47 | 287.8722
4 8.6.8 | Supplying and laying (properly as per design and drawing) rip-rap with good quality of Boulders duly packed including the cost of materials, royalty all taxes etc. but excluding the cost of carriage all complete as per specification and direction of E/I. | 1.59 | Per M3 | 1191.77 | 1894.9143
5 5.3.2. | Providing PCC M 150 with nominal mix of (1:2:4) in foundation with approved quality of stone chips 20mm to 6mm size graded and clean coarse sand of F.M. 2.5 to 3 including screening, shuttering, mixing cement concrete in mixer and placing in position and ramming till compactin is achieved , curing side shuttering , taxes adn royalty all complete as per building specification and direction of E/I. | 16.93 | Per M3 | 5913.66 | 100118.2638
6 5.2.34 | Providing random rubble stone masonry in C.M (1:4) in foundation and plinth with hammer dressed stone of less than 0.03 m3 in volume nad clean coarse sand of F.M. 2 to 2.5 including cost of screenign raking out joints to 20mm depth curing taxes and royalty all complete as per building specification and direction of E/I. | 72.55 | Per M3 | 2788.17 | 202281.7335
7 5.7.11 + 5.7.12 | Providing 2.5 mm thick cement plaster (1:4) with clean Course sand of F.M 1.5 and 1.5mm cement punning including Screening curing with all leads and lifts of water, scoffing taxes as per royalty all complete as per specification and direction of E/I | 532.99 | Sqm | 259.29 | 138198.9771
8 5.3.30.1 | Providing Precast R.C.C. M-200 in nominal mix (1:1.5:3) in slab with approved quality of stone metal grade III (50mm to 25mm size) and clean coarse sand to F.M 2.5 to 3 including screening, shuttering, mixing cement concrete in mixer and placing in position, vibrating, striking, curing, taxes and royalty all complete as per building specification and direction of E/I | 5.95 | CUM | 6219.21 | 37004.2995
9 5.5.5 | Providing Tor steel reinforcement of 10mm, 12mm & 16mm dia bars as per approved design and drawing excluding carriage of Rods (straight or in coils) to work site, cutting, bending, and binding with annealed wire with cost of wire, removal of rust, placing the rods in position all complete as per building specification and direction of E/I. | 0.735 | MT | 53433.91 | 39273.9238
10 | Carriage of Materials
A | sand 42 KM | 54.79 | Per M3 | 710.13 | 38908.0227
A(i) | Local sand 18 KM | 1.26 | Per M3 | 431.75 | 544.005
B | Stone Boulder 29 Km | 74.14 | Per M3 | 664.32 | 49252.6848
C | Stone Chips (Lead 15 KM) | 20.36 | Per M3 | 391.29 | 7966.6644
F | Earth ( Lead upto 1 K.M ) | 79.43 | Per M3 | 167.7 | 13320.411
640427.7301
Executive ngineer Ranchi Municipal Corporation Ranchi

## Sheet60
RANCHI MUNICIPAL CORPORATION, RANCHI
BILL OF QUANTITY
Name of Work :- Construction of PCC road at Namkum main road to Dilip lakra house under ward no-50
SL.NO. | ITEMS OF WORK | QTY |  |  | QTY | UNIT | RATE | AMOUNT
1 5.1.1 + 5.1.2 | Earth work in Excavation in foundation trenches in ordinary soil (vide classification of soil item A ) and disposal of excavated earth as obtained to a distance up to 50 mm including all lifts, leveling, ramming the foundation trenches removing roots of trees, all complete as per approved design , building as per specification & direction of E/I. Extra for earth work in hard soil as per specification and direction of E/I. | 8.49 | 50 | 90 | 101.95 | Per M3 | 112.53 | 11472.4335
2 5.1.10 | Providing coarse clean sand in filling in foundation trenches or in plinth including ramming and watering in layers not exceeding 150mm thick with all leads and lifts including cost of all materials, labour, royalty and taxes all complete as per building specification & direction of E/I.( Mode of measurement compacted volume). | 4.25 | 50 | 90 | 38.23 | Per M3 | 228.47 | 8734.4081
3 8.6.8 | Supplying and laying (properly as per design and drawing) rip-rap with good quality of Boulders duly packed including the cost of materials, royalty all taxes etc. but excluding the cost of carriage all complete as per specification and direction of E/I. | 7.08 | 50 | 90 | 63.72 | Per M3 | 1191.77 | 75939.5844
4 5.3.2.1 | Providing PCC M 200 with nominal mix of (1:1.5:3) in foundation with approved quality of stone chips 20mm to 6mm size graded and clean coarse sand of F.M. 2.5 to 3 including screening, shuttering, mixing cement concrete in mixer and placing in position and ramming till compactin is achieved , curing side shuttering , taxes adn royalty all complete as per building specification and direction of E/I. | 8.5 | 50 | 90 | 63.72 | Per M3 | 6543.32 | 416940.3504
5 | Carriage of Materials |  | 50 | 90
A | sand 42 KM | 3.65 | 50 | 90 | 27.4 | Per M3 | 710.13 | 19457.562
A(i) | Local sand 18 KM | 4.25 | 50 | 90 | 38.23 | Per M3 | 431.75 | 16505.8025
B | Stone Boulder 29M | 7.08 | 50 | 90 | 63.72 | Per M3 | 664.32 | 42330.4704
C | Stone Chips (Lead 15 KM) | 7.3 | 50 | 90 | 54.8 | Per M3 | 391.29 | 21442.692
F | Earth ( Lead upto 1 K.M ) | 8.49 | 50 | 90 | 101.95 | Per M3 | 167.7 | 17097.015
629920.3183
Executive Engineer Ranchi Municipal Corporation Ranchi

## Sheet61
RANCHI MUNICIPAL CORPORATION, RANCHI
BILL OF QUANTITY
Name of Work :- Construction of PCC road at Bara Ghagra in Uper Toli the house of Markush to Kerketta house under ward no-50
SL.NO. | ITEMS OF WORK | QTY | UNIT | RATE | AMOUNT
1 5.1.1 + 5.1.2 | Earth work in Excavation in foundation trenches in ordinary soil (vide classification of soil item A ) and disposal of excavated earth as obtained to a distance up to 50 mm including all lifts, leveling, ramming the foundation trenches removing roots of trees, all complete as per approved design , building as per specification & direction of E/I. Extra for earth work in hard soil as per specification and direction of E/I. | 75.9 | Per M3 | 112.53 | 8541.027
2 5.1.10 | Providing coarse clean sand in filling in foundation trenches or in plinth including ramming and watering in layers not exceeding 150mm thick with all leads and lifts including cost of all materials, labour, royalty and taxes all complete as per building specification & direction of E/I.( Mode of measurement compacted volume). | 28.32 | Per M3 | 228.47 | 6470.2704
3 8.6.8 | Supplying and laying (properly as per design and drawing) rip-rap with good quality of Boulders duly packed including the cost of materials, royalty all taxes etc. but excluding the cost of carriage all complete as per specification and direction of E/I. | 47.2 | Per M3 | 1191.77 | 56251.544
4 5.3.2.1 | Providing PCC M 200 with nominal mix of (1:1.5:3) in foundation with approved quality of stone chips 20mm to 6mm size graded and clean coarse sand of F.M. 2.5 to 3 including screening, shuttering, mixing cement concrete in mixer and placing in position and ramming till compactin is achieved , curing side shuttering , taxes adn royalty all complete as per building specification and direction of E/I. | 56.64 | Per M3 | 6543.32 | 370613.6448
5 | Carriage of Materials
A | sand 42 KM | 24.36 | Per M3 | 710.13 | 17298.7668
A(i) | Local sand 18 KM | 28.32 | Per M3 | 431.75 | 12227.16
B | Stone Boulder 29 Km | 47.2 | Per M3 | 664.32 | 31355.904
C | Stone Chips (Lead 15 KM) | 48.71 | Per M3 | 391.29 | 19059.7359
D | Earth ( Lead upto 1 K.M ) | 75.9 | Per M3 | 167.71 | 12729.189
534547.2419
Assistant Engineer Ranchi Municipal Corporation Ranchi

## Sheet62
RANCHI MUNICIPAL CORPORATION, RANCHI
BILL OF QUANTITY
Name of Work :- Construction of Drain at Manitola nejam nagar transfermor the house of late kayyum to Mohram house under ward no-52
SL.NO. | ITEMS OF WORK | QTY | UNIT | RATE | AMOUNT
1 | Labour for cleaning the work site before and after work etc and for head load of Materials | 10 | Each | 243.77 | 2437.7
2 5.1.1 + 5.1.2 | Earth work in Excavation in foundation trenches in ordinary soil (vide classification of soil item A ) and disposal of excavated earth as obtained to a distance up to 50 mm including all lifts, leveling, ramming the foundation trenches removing roots of trees, all complete as per approved design , building as per specification & direction of E/I. Extra for earth work in hard soil as per specification and direction of E/I. | 156.12 | Per M3 | 112.53 | 17568.1836
3 5.1.10 | Providing coarse clean sand in filling in foundation trenches or in plinth including ramming and watering in layers not exceeding 150mm thick with all leads and lifts including cost of all materials, labour, royalty and taxes all complete as per building specification & direction of E/I.( Mode of measurement compacted volume). | 15.9 | Per M3 | 228.47 | 3632.673
4 8.6.8 | Supplying and laying (properly as per design and drawing) rip-rap with good quality of Boulders duly packed including the cost of materials, royalty all taxes etc. but excluding the cost of carriage all complete as per specification and direction of E/I. | 26.71 | Per M3 | 1191.77 | 31832.1767
5 5.3.2 | Providing PCC M 150 with nominal mix of (1:2:4) in foundation with approved quality of stone chips 20mm to 6mm size graded and clean coarse sand of F.M. 2.5 to 3 including screening, shuttering, mixing cement concrete in mixer and placing in position and ramming till compactin is achieved , curing side shuttering , taxes adn royalty all complete as per building specification and direction of E/I. | 21.8 | Per M3 | 5913.66 | 128917.788
6 5.2.34 | Providing random rubble stone masonry in C.M (1:4) in foundation and plinth with hammer dressed stone of less than 0.03 m3 in volume nad clean coarse sand of F.M. 2 to 2.5 including cost of screenign raking out joints to 20mm depth curing taxes and royalty all complete as per building specification and direction of E/I. | 70.35 | Per M3 | 2788.17 | 196147.7595
7 5.7.11 + 5.7.12 | Providing 2.5 mm thick cement plaster (1:4) with clean Course sand of F.M 1.5 and 1.5mm cement punning including Screening curing with all leads and lifts of water, scoffing taxes as per royalty all complete as per specification and direction of E/I | 448 | Sqm | 259.29 | 116161.92
8 5.3.30.1 | Providing Precast R.C.C. M-200 in nominal mix (1:1.5:3) in slab with approved quality of stone metal grade III (50mm to 25mm size) and clean coarse sand to F.M 2.5 to 3 including screening, shuttering, mixing cement concrete in mixer and placing in position, vibrating, striking, curing, taxes and royalty all complete as per building specification and direction of E/I | 7.78 | CUM | 6219.21 | 48385.4538
9 5.5.5 | Providing Tor steel reinforcement of 10mm, 12mm & 16mm dia bars as per approved design and drawing excluding carriage of Rods (straight or in coils) to work site, cutting, bending, and binding with annealed wire with cost of wire, removal of rust, placing the rods in position all complete as per building specification and direction of E/I. | 0.97 | MT | 53433.91 | 51830.8927
10 | Carriage of Materials
A | sand 42 KM | 47.95 | Per M3 | 710.13 | 34050.7335
A(i) | Local sand 18 KM | 15.9 | Per M3 | 431.75 | 6864.825
B | Stone Boulder 29 Km | 97.1 | Per M3 | 664.32 | 64505.472
C | Stone Chips (Lead 15 KM) | 26.3 | Per M3 | 391.29 | 10290.927
F | Earth ( Lead upto 1 K.M ) | 156.12 | Per M3 | 167.7 | 26181.324
738807.8288
Assistant Engineer Ranchi Municipal Corporation Ranchi

## Sheet63
RANCHI MUNICIPAL CORPORATION, RANCHI
BILL OF QUANTITY
Name of Work :- Construction of Pucca Drain at Manitola kali mandir aadiwasi toli the house of Bablu tirkey to samat ansari house under ward no-52
SL.NO. | ITEMS OF WORK | QTY | UNIT | RATE | AMOUNT
1 | Labour for cleaning the work site before and after work etc and for head load of Materials | 10 | Each | 243.77 | 2437.7
2 5.1.1 + 5.1.2 | Earth work in Excavation in foundation trenches in ordinary soil (vide classification of soil item A ) and disposal of excavated earth as obtained to a distance up to 50 mm including all lifts, leveling, ramming the foundation trenches removing roots of trees, all complete as per approved design , building as per specification & direction of E/I. Extra for earth work in hard soil as per specification and direction of E/I. | 62.73 | Per M3 | 112.53 | 7059.0069
3 5.1.10 | Providing coarse clean sand in filling in foundation trenches or in plinth including ramming and watering in layers not exceeding 150mm thick with all leads and lifts including cost of all materials, labour, royalty and taxes all complete as per building specification & direction of E/I.( Mode of measurement compacted volume). | 5.32 | Per M3 | 228.47 | 1215.4604
4 8.6.8 | Supplying and laying (properly as per design and drawing) rip-rap with good quality of Boulders duly packed including the cost of materials, royalty all taxes etc. but excluding the cost of carriage all complete as per specification and direction of E/I. | 8.93 | Per M3 | 1191.77 | 10642.5061
5 5.3.2 | Providing PCC M 150 with nominal mix of (1:2:4) in foundation with approved quality of stone chips 20mm to 6mm size graded and clean coarse sand of F.M. 2.5 to 3 including screening, shuttering, mixing cement concrete in mixer and placing in position and ramming till compactin is achieved , curing side shuttering , taxes adn royalty all complete as per building specification and direction of E/I. | 7.1 | Per M3 | 5913.66 | 41986.986
6 5.2.34 | Providing random rubble stone masonry in C.M (1:4) in foundation and plinth with hammer dressed stone of less than 0.03 m3 in volume nad clean coarse sand of F.M. 2 to 2.5 including cost of screenign raking out joints to 20mm depth curing taxes and royalty all complete as per building specification and direction of E/I. | 21.25 | Per M3 | 2788.17 | 59248.6125
7 5.7.11 + 5.7.12 | Providing 2.5 mm thick cement plaster (1:4) with clean Course sand of F.M 1.5 and 1.5mm cement punning including Screening curing with all leads and lifts of water, scoffing taxes as per royalty all complete as per specification and direction of E/I | 135.5 | Sqm | 259.29 | 35133.795
8 5.3.30.1 | Providing Precast R.C.C. M-200 in nominal mix (1:1.5:3) in slab with approved quality of stone metal grade III (50mm to 25mm size) and clean coarse sand to F.M 2.5 to 3 including screening, shuttering, mixing cement concrete in mixer and placing in position, vibrating, striking, curing, taxes and royalty all complete as per building specification and direction of E/I | 7.16 | CUM | 6219.21 | 44529.5436
9 5.5.5 | Providing Tor steel reinforcement of 10mm, 12mm & 16mm dia bars as per approved design and drawing excluding carriage of Rods (straight or in coils) to work site, cutting, bending, and binding with annealed wire with cost of wire, removal of rust, placing the rods in position all complete as per building specification and direction of E/I. | 0.89 | MT | 53433.91 | 47556.1799
10 | Carriage of Materials
A | sand 42 KM | 16.84 | Per M3 | 710.13 | 11958.5892
A(i) | Local sand 18 KM | 5.32 | Per M3 | 431.75 | 2296.91
B | Stone Boulder 29 Km | 30.2 | Per M3 | 664.32 | 20062.464
C | Stone Chips (Lead 15 KM) | 12.56 | Per M3 | 391.29 | 4914.6024
F | Earth ( Lead upto 1 K.M ) | 63.73 | Per M3 | 167.7 | 10687.521
299729.877
Assistant Engineer Ranchi Municipal Corporation Ranchi

## Sheet64
RANCHI MUNICIPAL CORPORATION, RANCHI
BILL OF QUANTITY
Name of Work :- Construction of PCC road at Chota ghagra the house of Vishu kachhap to Rohit tirkey house under ward no-52
SL.NO. | ITEMS OF WORK | QTY |  |  | QTY | UNIT | RATE | AMOUNT
1 | Labour for cleaning the work site before and after work etc. | 1 | 50 | 90 | 2 | Each | 243.77 | 487.54
2 5.1.1 + 5.1.2 | Earth work in Excavation in foundation trenches in ordinary soil (vide classification of soil item A ) and disposal of excavated earth as obtained to a distance up to 50 mm including all lifts, leveling, ramming the foundation trenches removing roots of trees, all complete as per approved design , building as per specification & direction of E/I. Extra for earth work in hard soil as per specification and direction of E/I. | 8.49 | 50 | 90 | 42.13 | Per M3 | 112.53 | 4740.8889
3 5.1.10 | Providing coarse clean sand in filling in foundation trenches or in plinth including ramming and watering in layers not exceeding 150mm thick with all leads and lifts including cost of all materials, labour, royalty and taxes all complete as per building specification & direction of E/I.( Mode of measurement compacted volume). | 4.25 | 50 | 90 | 21.07 | Per M3 | 228.47 | 4813.8629
4 8.6.8 | Supplying and laying (properly as per design and drawing) rip-rap with good quality of Boulders duly packed including the cost of materials, royalty all taxes etc. but excluding the cost of carriage all complete as per specification and direction of E/I. | 7.08 | 50 | 90 | 35.39 | Per M3 | 1191.77 | 42176.7403
5 5.3.2.1 | Providing PCC M 200 with nominal mix of (1:1.5:3) in foundation with approved quality of stone chips 20mm to 6mm size graded and clean coarse sand of F.M. 2.5 to 3 including screening, shuttering, mixing cement concrete in mixer and placing in position and ramming till compactin is achieved , curing side shuttering , taxes adn royalty all complete as per building specification and direction of E/I. | 8.5 | 50 | 90 | 42.13 | Per M3 | 6543.32 | 275670.0716
6 | Carriage of Materials |  | 50 | 90
A | sand 42 KM | 3.65 | 50 | 90 | 18.08 | Per M3 | 710.13 | 12839.1504
A(i) | Local sand 18 KM | 4.25 | 50 | 90 | 21.07 | Per M3 | 431.75 | 9096.9725
B | Stone Boulder 29M | 7.08 | 50 | 90 | 35.39 | Per M3 | 664.32 | 23510.2848
C | Stone Chips (Lead 15 KM) | 7.3 | 50 | 90 | 36.16 | Per M3 | 391.29 | 14149.0464
F | Earth ( Lead upto 1 K.M ) | 8.49 | 50 | 90 | 42.13 | Per M3 | 167.7 | 7065.201
394549.7588
Assistant Engineer Ranchi Municipal Corporation Ranchi

## Sheet65
RANCHI MUNICIPAL CORPORATION, RANCHI
BILL OF QUANTITY
Name of Work :- Construction of PCC road from Appartment to old shiv mandir kairu muhallah Under ward no-53
SL.NO. | ITEMS OF WORK | QTY | Unit | Rate | Amount
1 | Labour for cleaning before this site complete as per specification and direction of E/I. | 4 | Each | 243.77 | 975.08
2 5.3.2.1 | Providing PCC M 200 with nominal mix of (1:1.5:3) in foundation with approved quality of stone chips 20mm to 6mm size graded and clean coarse sand of F.M. 2.5 to 3 including screening, shuttering, mixing cement concrete in mixer and placing in position and ramming till compactin is achieved , curing side shuttering , taxes adn royalty all complete as per building specification and direction of E/I. | 48.33 | Per M3 | 6543.32 | 316238.6556
3 | Carriage of Materials
A | Sand 42 KM | 20.78 | Per M3 | 710.13 | 14756.5014
B | Stone Chips (lead 15 KM) | 41.56 | Per M3 | 391.29 | 16262.0124
| BOQ Cost |  |  |  | 348232.2494
Assistant Engineer Ranchi Municipal Corporation Ranchi

## Sheet66
RANCHI MUNICIPAL CORPORATION, RANCHI
BILL OF QUANTITY
Name of Work :- Renovation of PCC road from house of B.N Prasad to house of Anil singh Under ward no-53
SL.NO. | ITEMS OF WORK | QTY | Unit | Rate | Amount
1 | Labour for cleaning before this site complete as per specification and direction of E/I. | 5 | Each | 243.77 | 1218.85
2 5.3.2.1 | Providing PCC M 200 with nominal mix of (1:1.5:3) in foundation with approved quality of stone chips 20mm to 6mm size graded and clean coarse sand of F.M. 2.5 to 3 including screening, shuttering, mixing cement concrete in mixer and placing in position and ramming till compactin is achieved , curing side shuttering , taxes adn royalty all complete as per building specification and direction of E/I. | 63.43 | Per M3 | 6543.32 | 415042.7876
3 | Carriage of Materials
A | Sand 42 KM | 27.27 | Per M3 | 710.13 | 19365.2451
B | Stone Chips (lead 22 KM) | 54.54 | Per M3 | 391.29 | 21340.9566
| BOQ Cost |  |  |  | 456967.8393
Assistant Engineer Ranchi Municipal Corporation Ranchi

## Sheet67
RANCHI MUNICIPAL CORPORATION, RANCHI
BILL OF QUANTITY
Name of Work:-Construction of PCC road from house of Dr. M. Kujur to House of Karu toppo Under ward No-53
SL.NO. | ITEMS OF WORK | 1 | 2 | 3 | QTY | Unit | Rate | Amount
1 | Labour for cleaning before this site complete as per specification and direction of E/I. | 8 | Each | 243.77 | 2 | Each | 243.77 | 487.54
1 5.1.1 + 5.1.2 | Earth work in Excavation in foundation trenches in ordinary soil (vide classification of soil item A ) and disposal of excavated earth as obtained to a distance up to 50 mm including all lifts, leveling, ramming the foundation trenches removing roots of trees, all complete as per approved design , building as per specification & direction of E/I. Extra for earth work in hard soil as per specification and direction of E/I. | 24.96 | 36.94 | 36.94 | 73.53 | Per M3 | 112.53 | 8274.3309
2 5.1.10 | Providing coarse clean sand in filling in foundation trenches or in plinth including ramming and watering in layers not exceeding 150mm thick with all leads and lifts including cost of all materials, labour, royalty and taxes all complete as per building specification & direction of E/I.( Mode of measurement compacted volume). | 8.496 | 8.5 | 8.5 | 17.48 | Per M3 | 228.47 | 3993.6556
3 8.6.8 | Supplying and laying (properly as per design and drawing) rip-rap with good quality of Boulders duly packed including the cost of materials, royalty all taxes etc. but excluding the cost of carriage all complete as per specification and direction of E/I. | 14.28 | 14.28 | 14.28 | 29.14 | Per M3 | 1191.77 | 34728.1778
4 5.3.2.1 | Providing PCC M 200 with nominal mix of (1:1.5:3) in foundation with approved quality of stone chips 20mm to 6mm size graded and clean coarse sand of F.M. 2.5 to 3 including screening, shuttering, mixing cement concrete in mixer and placing in position and ramming till compactin is achieved , curing side shuttering , taxes adn royalty all complete as per building specification and direction of E/I. | 13.596 | 14.2 | 14.2 | 26.9 | Per M3 | 6543.32 | 176015.308
5 | Carriage of Materials
A | Local Sand 42 KM | 8.496 | 6.09 | 6.09 | 11.56 | Per M3 | 710.13 | 8209.1028
A(i) | Sand 18 KM | 8.496 | 6.09 | 6.09 | 17.48 | Per M3 | 431.75 | 7546.99
B | Stone Boulder 29 km | 14.28 | 14.28 | 14.28 | 29.14 | Per M3 | 664.32 | 19358.2848
C | Stone Chips (lead 15 KM) | 11.688 | 12.18 | 12.18 | 23.13 | Per M3 | 391.29 | 9050.5377
D | Earth ( Lead upto 1 K.M ) | 24.96 | 36.94 | 36.94 | 73.53 | Per M3 | 167.71 | 12331.7163
| BOQ Cost | [6 empty] | 279995.6439
Assistant Engineer Ranchi Municipal Corporation Ranchi

## Sheet68
RANCHI MUNICIPAL CORPORATION, RANCHI
BILL OF QUANTITY
Name of Work :- Renovation of PCC road from house of Drun Bhagrai house No-327 to house of sushil bando Under ward no-53
SL.NO. | ITEMS OF WORK | QTY | Unit | Rate | Amount
1 | Labour for cleaning before this site complete as per specification and direction of E/I. | 3 | Each | 243.77 | 731.31
2 5.3.2.1 | Providing PCC M 200 with nominal mix of (1:1.5:3) in foundation with approved quality of stone chips 20mm to 6mm size graded and clean coarse sand of F.M. 2.5 to 3 including screening, shuttering, mixing cement concrete in mixer and placing in position and ramming till compactin is achieved , curing side shuttering , taxes adn royalty all complete as per building specification and direction of E/I. | 42.29 | Per M3 | 6543.32 | 276717.0028
3 | Carriage of Materials
A | Sand 42 KM | 18.18 | Per M3 | 710.13 | 12910.1634
B | Stone Chips (lead 22 KM) | 36.36 | Per M3 | 391.29 | 14227.3044
| BOQ Cost |  |  |  | 304585.7806
Assistant Engineer Ranchi Municipal Corporation Ranchi

## Sheet69
RANCHI MUNICIPAL CORPORATION, RANCHI
BILL OF QUANTITY
Name of Work :- Construction of Drain under ward no-53 from ranchi khunti road to sudarshan appartment in kachnar toli.
SL.NO. | ITEMS OF WORK | QTY | UNIT | RATE | AMOUNT
1 | Providing man days for site clearence for before and after the work etc. | 5 | Each | 243.77 | 1218.85
2 5.1.1 + 5.1.2 | Earth work in Excavation in foundation trenches in ordinary soil (vide classification of soil item A ) and disposal of excavated earth as obtained to a distance up to 50 mm including all lifts, leveling, ramming the foundation trenches removing roots of trees, all complete as per approved design , building as per specification & direction of E/I. Extra for earth work in hard soil as per specification and direction of E/I. | 144.92 | Per M3 | 112.53 | 16307.8476
3 5.1.10 | Providing coarse clean sand in filling in foundation trenches or in plinth including ramming and watering in layers not exceeding 150mm thick with all leads and lifts including cost of all materials, labour, royalty and taxes all complete as per building specification & direction of E/I.( Mode of measurement compacted volume). | 11.14 | Per M3 | 228.47 | 2545.1558
4 8.6.8 | Supplying and laying (properly as per design and drawing) rip-rap with good quality of Boulders duly packed including the cost of materials, royalty all taxes etc. but excluding the cost of carriage all complete as per specification and direction of E/I. | 18.58 | Per M3 | 1191.77 | 22143.0866
5 5.3.2. | Providing PCC M 150 with nominal mix of (1:2:4) in foundation with approved quality of stone chips 20mm to 6mm size graded and clean coarse sand of F.M. 2.5 to 3 including screening, shuttering, mixing cement concrete in mixer and placing in position and ramming till compactin is achieved , curing side shuttering , taxes adn royalty all complete as per building specification and direction of E/I. | 15.39 | Per M3 | 5913.66 | 91011.2274
6 5.2.34 | Providing random rubble stone masonry in C.M (1:4) in foundation and plinth with hammer dressed stone of less than 0.03 m3 in volume nad clean coarse sand of F.M. 2 to 2.5 including cost of screenign raking out joints to 20mm depth curing taxes and royalty all complete as per building specification and direction of E/I. | 57.33 | Per M3 | 2788.17 | 159845.7861
7 5.7.11 + 5.7.12 | Providing 2.5 mm thick cement plaster (1:4) with clean Course sand of F.M 1.5 and 1.5mm cement punning including Screening curing with all leads and lifts of water, scoffing taxes as per royalty all complete as per specification and direction of E/I | 334.57 | Sqm | 259.29 | 86750.6553
8 5.3.2.1 | Providing RCC M 200 with nominal mix of (1:1.5:3) in …………….. DO …………. all complete as per building specification and direction of E/I. | 11.89 | Per M3 | 6219.21 | 73946.4069
9 5.5.5 | Providing Tor steel reinforcement of 10mm, 12mm & 16mm dia bars as per approved design and drawing excluding carriage of Rods (straight or in coils) to work site, cutting, bending, and binding with annealed wire with cost of wire, removal of rust, placing the rods in position all complete as per building specification and direction of E/I. | 1.344 | MT | 53433.91 | 71815.175
10 | Carriage of Materials
A | sand 42 KM | 44.73 | Per M3 | 710.13 | 31764.1149
A(i) | Local sand 18 KM | 11.14 | Per M3 | 431.75 | 4809.695
B | Stone Boulder 29 Km | 75.91 | Per M3 | 664.32 | 50428.5312
C | Stone Chips (Lead 15 KM) | 24.06 | Per M3 | 391.29 | 9414.4374
F | Earth ( Lead upto 1 K.M ) | 144.92 | Per M3 | 167.7 | 24303.084
646304.0532
Executive ngineer Ranchi Municipal Corporation Ranchi

## Sheet70
RANCHI MUNICIPAL CORPORATION, RANCHI
BILL OF QUANTITY
Name of Work:-Const of PCC road at Basco nagar from house of Prince kumar to vishnu ram Under ward No-54
SL.NO. | ITEMS OF WORK | 1 | 2 | 3 | QTY | Unit | Rate | Amount
1 5.1.1 + 5.1.2 | Earth work in Excavation in foundation trenches in ordinary soil (vide classification of soil item A ) and disposal of excavated earth as obtained to a distance up to 50 mm including all lifts, leveling, ramming the foundation trenches removing roots of trees, all complete as per approved design , building as per specification & direction of E/I. Extra for earth work in hard soil as per specification and direction of E/I. | 24.96 | 36.94 | 36.94 | 36.82 | Per M3 | 112.53 | 4143.3546
2 5.1.10 | Providing coarse clean sand in filling in foundation trenches or in plinth including ramming and watering in layers not exceeding 150mm thick with all leads and lifts including cost of all materials, labour, royalty and taxes all complete as per building specification & direction of E/I.( Mode of measurement compacted volume). | 8.496 | 8.5 | 8.5 | 18.41 | Per M3 | 228.47 | 4206.1327
3 8.6.8 | Supplying and laying (properly as per design and drawing) rip-rap with good quality of Boulders duly packed including the cost of materials, royalty all taxes etc. but excluding the cost of carriage all complete as per specification and direction of E/I. | 14.28 | 14.28 | 14.28 | 30.93 | Per M3 | 1191.77 | 36861.4461
4 5.3.2.1 | Providing PCC M 200 with nominal mix of (1:1.5:3) in foundation with approved quality of stone chips 20mm to 6mm size graded and clean coarse sand of F.M. 2.5 to 3 including screening, shuttering, mixing cement concrete in mixer and placing in position and ramming till compactin is achieved , curing side shuttering , taxes adn royalty all complete as per building specification and direction of E/I. | 13.596 | 14.2 | 14.2 | 28.33 | Per M3 | 6543.32 | 185372.2556
5 | Carriage of Materials
A | Local Sand 42 KM | 8.496 | 6.09 | 6.09 | 12.17 | Per M3 | 710.13 | 8642.2821
A(i) | Sand 18 KM | 8.496 | 6.09 | 6.09 | 18.41 | Per M3 | 431.75 | 7948.5175
B | Stone Boulder 29 km | 14.28 | 14.28 | 14.28 | 30.93 | Per M3 | 664.32 | 20547.4176
C | Stone Chips (lead 15 KM) | 11.688 | 12.18 | 12.18 | 24.34 | Per M3 | 391.29 | 9523.9986
D | Earth ( Lead upto 1 K.M ) | 24.96 | 36.94 | 36.94 | 36.82 | Per M3 | 167.7 | 6174.714
| BOQ Cost | [6 empty] | 283420.1188
Assistant Engineer Ranchi Municipal Corporation Ranchi