## sheet1
RANCHI MUNICIPAL CORPORATION, RANCHI
BILL OF QUANTITY
Name of Work :- Construction of PCC Road at Adalhatu near Richa Enclave pcc road to rakesh prasad (lalan) house under W-01 of RMC Ranchi
Sl. No. | Items of work | Qnty. | Unit | Rate | Amount
1 5.1.1 | Earth work in excavation in foundation trenches in ordinary soil (vide classification of soil item-A) and disposal of excavated earth as obtained to a distance up to 50 M. including all lifts, levelling,ramming the foundation trenches removing roots of trees, shrubs all complete as per approved design, building specification and direction of E/I | 11.68 | M3 | 139.58 | 1630.2944
2 5.1.10 | Providing coarse clean sand in filling in foundation trenches or in plinth including ramming and watering in layers not exceeding 150 mm thick with all leads and lifts including cost of all materials ,labour, royalty and taxes all complete as per building specification and direction of E/I. | 3.89 | M3 | 415.58 | 1616.6062
3 5.6.8 | Supplying and laying (properly as per design and drawing ) rip-rap with good quality of boulders duty packed including the cost of materials royalty all taxes etc. but excluding the cost of carriage all complete as per specification and direction of E/I. | 6.39 | M3 | 1438.96 | 9194.9544
4 5.3.2.1 | Providing PCC M 200 with nominal mix of (1:1.5:3) in foundation with approved quality of stone chips 20mm to 6mm size graded and clean coarse sand of F.M. 2.5 to 3 including screening, shuttering, mixing cement concrete in mixer and placing in position and ramming till compactin is achieved , curing side shuttering , taxes adn royalty all complete as per building specification and direction of E/I. | 7.79 | M3 | 4858.76 | 37849.7404
5 5.3.17.1 | Centring and shuttering including strutting ,propping etc and removal of form from Foundations,footings,base of column etc | 4.65 | M2 | 184.61 | 858.4365
6 | Carriage of materials
i | Sand with lead of 49 km | 3.35 | M3 | 786.44 | 2634.574
ii | Sand local lead 13 km | 3.89 | M3 | 319.88 | 1244.3332
III | Stone Boulder with lead of 36 km | 6.39 | M3 | 721.18 | 4608.3402
IV | Stone chips with lead of 22 km | 6.7 | M3 | 436.52 | 2924.684
v | Earth (lead 01 KM) | 11.68 | M3 | 177.1 | 2068.528
|  |  |  | TOTAL | 64630.4913
|  |  |  | GST (12%) | 7755.659
72386.1503
|  |  |  | L. CESS (1%) | 723.8615
|  |  |  | TOTAL | 73110.0118

## Sheet2
RANCHI MUNICIPAL CORPORATION, RANCHI
BILL OF QUANTITY
Name of Work :- Construction of Chhath ghat at mission gali under W-01 of RMC Ranchi
Sl. No. | Items of work | Qnty. | Unit | Rate | Amount
1 5.1.1 | Earth work in excavation in foundation trenches in ordinary soil (vide classification of soil item-A) and disposal of excavated earth as obtained to a distance up to 50 M. including all lifts, levelling,ramming the foundation trenches removing roots of trees, shrubs all complete as per approved design, building specification and direction of E/I | 90 | M3 | 139.58 | 12562.2
2 5.1.10 | Providing coarse clean sand in filling in foundation trenches or in plinth including ramming and watering in layers not exceeding 150 mm thick with all leads and lifts including cost of all materials ,labour, royalty and taxes all complete as per building specification and direction of E/I. | 15 | M3 | 415.58 | 6233.7
3 5.6.8 | Supplying and laying (properly as per design and drawing ) rip-rap with good quality of boulders duty packed including the cost of materials royalty all taxes etc. but excluding the cost of carriage all complete as per specification and direction of E/I. | 18.75 | M3 | 1438.96 | 26980.5
4 5.3.2.1 | Providing P.C.C M 200 in nominal mix (1:1.5:3) in foundation with approved quality of stone chips 20 mm to 6 mm size graded and clean coarse sand of F.M. 2.5 to 3 including screening, shuttering, mixing cement concrete in mixer and placing in position, vibrating, skirting, curring, taxes and royalty complete as per building specification and direction of E/I. | 36.972 | M3 | 5810.71 | 214833.57
5 5.3.17.1 | Centring and shuttering including strutting ,propping etc and removal of form from Foundations,footings,base of column etc | 93.26 | M2 | 325.42 | 30348.6692
7 5.5.5(a) | Providing Tor steel reinforcement of 08 mm,12 mm & 20mm dia bars as per approved design and drawing excluding carriage of Rods (straight or in coils) to work site, cutting, bending and binding with annealed wire with cost of wire, removal of rust, placing the rods in position all complete as per building specification and direction of E/I. | 3.752 | MT | 76041.94 | 285309.36
(b) | 8mm | 0.671 | MT | 79086.94 | 53067.34
7 5.1.7 | Providing back filling in foundation……... all complete as per building specification and direction of E/I. | 56.25 | M3 | 50.82 | 2858.63
9 | Carriage of materials
i | Sand with lead of 49 km | 15.89 | M3 | 786.44 | 12496.5316
ii | Sand local lead 14 km | 15 | M3 | 332.84 | 4992.6
III | Stone Boulder with lead of 36 km | 18.75 | M3 | 721.18 | 13522.125
IV | Stone chips with lead of 22 km | 31.79 | M3 | 436.52 | 13876.9708
|  |  |  | TOTAL | 677082.1966
|  |  |  | GST (12%) | 81249.8636
758332.0602
|  |  |  | L. CESS (1%) | 7583.3206
|  |  |  | TOTAL | 765915.3808

## Sheet3
RANCHI MUNICIPAL CORPORATION, RANCHI
BILL OF QUANTITY
Name of Work :- Construction Paver Block and Shed in Oraon Masna in Chandwe under ward no-1 of RMC
Sl. No. | Items of work | Qnty. | Unit | Rate | Amount
1 | EARTH WORK IN EXCAVATION IN FOUNDATION Trenches in ordinary soil (vide classification of soil item -A) and disposal of excavated earth as obtained to a distance upto 50 M including all lift, leveling ramming the foundation trenches, removing roots of tree shrubs all complete as per approved design, building specification and direction of E/I 5.1.1 J.S.R. | 6.117 | cum | 139.58 | 853.8109
2 | Providing coarse clean local SAND IN FILLING in foundation trenches or in plinth including ramming and watering in layer not exceeding 150 mm thick with all leads and 1.5 M lifts including cost of all materials, labours, royalty and taxes all complete as per building specification and direction of Engineer Incharge (Mode of measurement compacted volume) 5.1.10 JSR | 0.382 | Cum | 415.58 | 158.7516
3 | Providing designation 75-B, BRICK FLAT SOLING joints filled with local sand including cost of watering,taxes and royalty all complete as per building specification and direction of Engineer Incharge. 5.6.1 JSR | 5.019 | Sqm | 322.35 | 1617.8747
4 | Providing and laying in position cement concrete of specified grade excluding the cost of centering and shuttering - All work upto pinth level : 1:4:8(1 cement : 4 coarse sand (Zone III) : 8 graded stone aggregate 40 mm nominal size) 5.3.1.6 JSR | 3.059 | Cum | 3460.94 | 10587.0155
5 | Providing and laying in position cement concrete of specified grade excluding the cost of centering and shuttering - All work upto pinth level : 1:1.5:3(1 cement : 1.5 coarse sand (Zone III) : 3 graded stone aggregate 20 mm nominal size) 5.3.1.1 JSR | 3.621 | Cum | 4858.76 | 17593.57
6 | Centering and shuttering including strutting, propping, etc. and removal of form for Foundations, footings, bases of columns, etc. mass concrete 5.3.17 JSR | 5.398 | Sqm | 184.61 | 996.5248
7 | FILLING IN FOUNDATION TRENCHES AND PLINTH in sand layers not exceeding 150 mm thick well watered, rammed, fully compacted and fine dressed with earth obtained from excavation foundation trenches within a lead of 50 M and lift of 1.5 M all complete as per building specification and direction of E/I. (mode of measurement compacted volume) 5.1.8 JSR | 0.85 | Cum | 118.49 | 100.7165
8 | Steel work welded in built up sections/ framed work, including cutting, hoisting, fixing in position and applying a priming coat of approved steel primer using structural steel etc. as required In gratings, frames, guard bar, ladder, railings, brackets, gates and similar works WT=4.80 MM TH @ 15.2 Kg/M 10.25.2 DSR | 1214.15 | Kg | 123.5164 | 149967.4371
9 | Structural steel work riveted, bolted or welded in built up sections, trusses and framed work, including cutting, hoisting, fixing in position and applying a priming coat of approved steel primer all complete. @ 25 Kg per/sqm 10.2 DSR | 409.85 | Kg | 67.8776 | 27819.6344
10 | Providing and fixing precoated galvanised steel sheet roofing accessories 0.50 mm (+0.05 %) total coated thickness, Zinccoating 120 grams per sqm as per IS: 277, in 240 mpa steel grade, 5-7 microns epoxy primer on both side of the sheet and polyester top coat 15-18 microns using self drilling/ self tapping screws complete : Ridges plain (500 - 600mm) 12.51.1 DSR | 13.41 | Mtr. | 391.1208 | 5244.9299
11 | Providing and fixing precoated galvanised iron profile sheets (size, shape and pitch of corrugation as approved by Engineer-in-charge) 0.50 mm (+ 0.05 %) total coated thickness with zinc coating 120 grams per sqm as per IS: 277, in 240 mpa steel grade, 5-7 microns epoxy primer on both side of the sheet and polyester top coat 15-18 microns. Sheet should have protective guard film of 25 microns minimum to avoid scratches during transportation and should be supplied in single length upto 12 metre or as desired by Engineerin-charge. The sheet shall be fixed using self drilling /self tapping screws of size (5.5x 55 mm) with EPDM seal, complete upto any pitch in horizontal/ vertical or curved surfaces, excluding the cost of purlins, rafters and trusses and including cutting to size and shape wherever required. 12.50 DSR | 15.612 | Sqm | 582.9054 | 9100.3191
12 | Providing primer one coat of red lead paint of approved make over new steel surface including preparing the surface after cleaning, removing dust, dirt, scales smokes and grease and cleaning the surface thoroughly including the cost of scaffolding and taxes all complete as per building specification and direction of E/I. 5.8.41 JSR | 15.613 | sqm | 53.49 | 835.1394
13 | Providing 2 coats of SYNTHETIC ENAMEL PAINT of approved shade and make over STEEL SURFACE grills& railings including cleaning the surface thoroughly scaffolding and taxes all complete as per building specification and direction of E/I. 5.8.45 JSR | 15.613 | sqm | 61.9 | 966.4447
14 | Providing and laying Paver Block 80mm thick 30 grade all complete as per building specification and direction of E/I 16.91 JSR | 11.152 | sq.m | 877.72 | 9788.3334
15 5.1.1 + 5.1.2 | Earth work in excavation in foundation trenches in ordinary soil (vide classification of soil item-A) and disposal of excavated earth as obtained to a distance up to 50 M. including all lifts, levelling, ramming the foundation trenches removing roots of trees, shrubs all complete as per approved design, building specification and direction of E/I. Extra for earthwork in hard soil as per specification & direction of E/I.(vide classification of soil item-B) | 16.99 | m3 | 153.84 | 2613.7416
16 4.1.B | By mix in place method (Construction of sub base by providing close graded material spreading 1.5 M lifts including cost of all materials, labours, royalty and taxes all complete as per clause 401) Gradeing iii | 16.99 | m3 | 1225 | 20812.75
17 16.91.2 | Providing and laying factory made chamfered edge Cement Concrete paver blocks in footpath, parks, lawns, drive ways or light traffic parking etc, of required strength, thickness & size/ shape, made by table vibratory method using PU mould, laid in required colour & pattern over 50mm thick compacted bed of sand, compacting and proper embedding/laying of inter locking paver blocks complete all as per direction of Engineer-in-Charge 80 mm thick C.C. paver block of M-30 grade with approved color design and pattern. | 111.52 | m2 | 877.72 | 97883.3344
18 5.3.1.2 | Providing and laying in position cement concrete of specified grade excluding the cost of centering and shuttering - All work up to plinth level 1:2:4 (1 Cement : 2 coarse sand zone(III): 4 graded stone aggregate 20mm nominal size) | 1.7 | m3 | 4492.36 | 7637.012
19 | Carriage of materials
i | Sand with lead of 49 km | 4.325 | M3 | 786.44 | 3401.353
ii | Stone chips with lead of 22 km | 24.715 | M3 | 436.52 | 10788.5918
iii | Bricks 07 km | 163.104 | nos. | 636 | 103.83
iv | Earth (lead 01 KM) | 16.99 | M3 | 177.1 | 3008.929
v | RCC Bench | 10 | nos. | 9500 | 95000
|  |  |  | TOTAL | 476880.0435
|  |  |  | GST (12%) | 57225.6052
534105.6488
|  |  |  | L. CESS (1%) | 5341.0565
|  |  |  | TOTAL | 539446.7052

## Sheet4
RANCHI MUNICIPAL CORPORATION, RANCHI
BILL OF QUANTITY
Name of Work :- Construction of Tikli tola kanke in chhath ghath under ward no-1 of RMC.
Sl. No. | Items of work | Qnty. | Unit | Rate | Amount
1 5.1.1 J.S.R + 5.1.2 | EARTH WORK IN EXCAVATION IN FOUNDATION Trenches in ordinary soil (vide classification of soil item -A) and disposal of excavated earth as obtained to a distance upto 50 M including all lift, leveling ramming the foundation trenches, removing roots of tree shrubs all complete as per approved design, building specification and direction of E/I | 109.8 | cum | 153.84 | 16891.632
2 5.1.10 JSR | Providing coarse clean local SAND IN FILLING in foundation trenches or in plinth including ramming and watering in layer not exceeding 150 mm thick with all leads and 1.5 M lifts including cost of all materials, labours, royalty and taxes all complete as per building specification and direction of Engineer Incharge (Mode of measurement compacted volume) | 13.725 | Cum | 415.58 | 5703.8355
3 5.6.1 JSR | Providing designation 75-B, BRICK FLAT SOLING joints filled with local sand including cost of watering,taxes and royalty all complete as per building specification and direction of Engineer Incharge. | 183 | Sqm | 322.35 | 58990.05
4 5.3.1.2 | Providing and laying in position cement concrete of specified grade excluding the cost of centering and shuttering - All work up to plinth level 1:2:4 (1 Cement : 2 coarse sand zone(III): 4 graded stone aggregate 20mm nominal size) | 18.3 | m3 | 4492.36 | 82210.188
5 5.7.3 | Providing 12mm thick cement plaster (1:6) with clean coarse sand of F.M 1.5 including screening, curing with all leads and lifts of water, scaffolding taxes and royalty all complete as per building specification and direction of E/I | 82.424 | sqm | 153.24 | 12630.6538
6 5.7.11 | Providing 1.5mm cement punning including Screening curing with………do……….do…..E/I. | 82.424 | Sqm | 51.66 | 4258.0238
7 5.2.6 JSR | Providing designation 75B brick work in C.M. (1:6) in foundation & plinth with approved quality of clean coarse sand of F.M. 2 to 2.5 including providing 10mm. thick mortar joints,cost of screening materials raking out joints to 15mm depth curing, taxes & royalty all complete as per building specification & direction of E/I. | 109.2 | cum | 4975.78 | 543355.176
8 | Carriage of materials
i | Sand with lead of 49 km | 63.729 | M3 | 786.44 | 50119.0348
ii | Stone chips with lead of 22 km | 16.47 | M3 | 436.52 | 7189.4844
iii | Bricks 07 km | 50283 | nos. | 636 | 32010
|  |  |  | TOTAL | 813358.0783

## Sheet5
RANCHI MUNICIPAL CORPORATION, RANCHI
BILL OF QUANTITY
Name of Work :- Construction of Shed in front of Durga Mandir near CMPDI gate under ward no-1 of RMC, Ranchi
Sl. No. | Items of work | Qnty. | Unit | Rate | Amount
1 | EARTH WORK IN EXCAVATION IN FOUNDATION Trenches in ordinary soil (vide classification of soil item -A) and disposal of excavated earth as obtained to a distance upto 50 M including all lift, leveling ramming the foundation trenches, removing roots of tree shrubs all complete as per approved design, building specification and direction of E/I 5.1.1 J.S.R. | 1.359 | cum | 139.58 | 189.6892
2 | Providing coarse clean local SAND IN FILLING in foundation trenches or in plinth including ramming and watering in layer not exceeding 150 mm thick with all leads and 1.5 M lifts including cost of all materials, labours, royalty and taxes all complete as per building specification and direction of Engineer Incharge (Mode of measurement compacted volume) 5.1.10 JSR | 0.17 | Cum | 415.58 | 70.6486
3 | Providing designation 75-B, BRICK FLAT SOLING joints filled with local sand including cost of watering,taxes and royalty all complete as per building specification and direction of Engineer Incharge. 5.6.1 JSR | 2.23 | Sqm | 322.35 | 718.8405
4 | Providing and laying in position cement concrete of specified grade excluding the cost of centering and shuttering - All work upto pinth level : 1:4:8(1 cement : 4 coarse sand (Zone III) : 8 graded stone aggregate 40 mm nominal size) 5.3.1.6 JSR | 0.958 | Cum | 3460.94 | 3315.5805
5 | Providing and laying in position cement concrete of specified grade excluding the cost of centering and shuttering - All work upto pinth level : 1:2:4(1 cement : 2 coarse sand (Zone III) : 4 graded stone aggregate 20 mm nominal size) 5.3.1.2 JSR | 1.047 | Cum | 3460.94 | 3623.6042
6 | Centering and shuttering including strutting, propping, etc. and removal of form for Foundations, footings, bases of columns, etc. mass concrete 5.3.17 JSR | 6.87 | Sqm | 184.61 | 1268.2707
7 | FILLING IN FOUNDATION TRENCHES AND PLINTH in sand layers not exceeding 150 mm thick well watered, rammed, fully compacted and fine dressed with earth obtained from excavation foundation trenches within a lead of 50 M and lift of 1.5 M all complete as per building specification and direction of E/I. (mode of measurement compacted volume) 5.1.8 JSR | 6.797 | Cum | 118.49 | 805.3765
8 | Steel work welded in built up sections/ framed work, including cutting, hoisting, fixing in position and applying a priming coat of approved steel primer using structural steel etc. as required In gratings, frames, guard bar, ladder, railings, brackets, gates and similar works WT=4.80 MM TH @ 15.2 Kg/M 10.25.2 DSR | 676.59 | Kg | 123.5164 | 83569.9611
9 | Structural steel work riveted, bolted or welded in built up sections, trusses and framed work, including cutting, hoisting, fixing in position and applying a priming coat of approved steel primer all complete. @ 25 Kg per/sqm 10.2 DSR | 231 | Kg | 67.8776 | 15679.7256
10 | Providing and fixing precoated galvanised steel sheet roofing accessories 0.50 mm (+0.05 %) total coated thickness, Zinccoating 120 grams per sqm as per IS: 277, in 240 mpa steel grade, 5-7 microns epoxy primer on both side of the sheet and polyester top coat 15-18 microns using self drilling/ self tapping screws complete : Ridges plain (500 - 600mm) 12.51.1 DSR | 64 | Mtr. | 391.1208 | 25031.7312
11 | Providing and fixing precoated galvanised iron profile sheets (size, shape and pitch of corrugation as approved by Engineer-in-charge) 0.50 mm (+ 0.05 %) total coated thickness with zinc coating 120 grams per sqm as per IS: 277, in 240 mpa steel grade, 5-7 microns epoxy primer on both side of the sheet and polyester top coat 15-18 microns. Sheet should have protective guard film of 25 microns minimum to avoid scratches during transportation and should be supplied in single length upto 12 metre or as desired by Engineerin-charge. The sheet shall be fixed using self drilling /self tapping screws of size (5.5x 55 mm) with EPDM seal, complete upto any pitch in horizontal/ vertical or curved surfaces, excluding the cost of purlins, rafters and trusses and including cutting to size and shape wherever required. 12.50 DSR | 20.446 | Sqm | 582.9054 | 11918.0838
12 | Providing primer one coat of red lead paint of approved make over new steel surface including preparing the surface after cleaning, removing dust, dirt, scales smokes and grease and cleaning the surface thoroughly including the cost of scaffolding and taxes all complete as per building specification and direction of E/I. 5.8.41 JSR | 20.446 | sqm | 53.49 | 1093.6565
13 | Providing 2 coats of SYNTHETIC ENAMEL PAINT of approved shade and make over STEEL SURFACE grills& railings including cleaning the surface thoroughly scaffolding and taxes all complete as per building specification and direction of E/I. 5.8.45 JSR | 20.446 | sqm | 61.9 | 1265.6074
14 | Providing and laying Paver Block 80mm thick 30 grade all complete as per building specification and direction of E/I 16.91 JSR | 14.87 | sq.m | 877.72 | 13051.6964
15 | Carriage of materials
i | Sand with lead of 49 km | 7.903 | M3 | 786.44 | 6215.2353
ii | Stone chips with lead of 22 km | 1.862 | M3 | 436.52 | 812.8002
iii | Bricks 07 km | 0.073 | nos. | 636 | 46.428
iv | RCC Bench | 2 | nos | 9500 | 19000
|  |  |  | TOTAL | 187676.9358
|  |  |  | GST (12%) | 22521.2323
210198.1681
|  |  |  | L. CESS (1%) | 2101.9817
|  |  |  | TOTAL | 212300.1498

## Sheet6
RANCHI MUNICIPAL CORPORATION, RANCHI
BILL OF QUANTITY
Name of Work :- Construction of PCC Road at chouri basti (Niche tola) from pcc road amar gari house to house of lakho gari under W-01 of RMC Ranchi
Sl. No. | Items of work | Qnty. | Unit | Rate | Amount
1 5.1.1 | Earth work in excavation in foundation trenches in ordinary soil (vide classification of soil item-A) and disposal of excavated earth as obtained to a distance up to 50 M. including all lifts, levelling,ramming the foundation trenches removing roots of trees, shrubs all complete as per approved design, building specification and direction of E/I | 46.52 | M3 | 139.58 | 6493.2616
2 5.1.10 | Providing coarse clean sand in filling in foundation trenches or in plinth including ramming and watering in layers not exceeding 150 mm thick with all leads and lifts including cost of all materials ,labour, royalty and taxes all complete as per building specification and direction of E/I. | 15.51 | M3 | 415.58 | 6445.6458
3 5.6.8 | Supplying and laying (properly as per design and drawing ) rip-rap with good quality of boulders duty packed including the cost of materials royalty all taxes etc. but excluding the cost of carriage all complete as per specification and direction of E/I. | 25.43 | M3 | 1438.96 | 36592.7528
4 5.3.2.1 | Providing PCC M 200 with nominal mix of (1:1.5:3) in foundation with approved quality of stone chips 20mm to 6mm size graded and clean coarse sand of F.M. 2.5 to 3 including screening, shuttering, mixing cement concrete in mixer and placing in position and ramming till compactin is achieved , curing side shuttering , taxes adn royalty all complete as per building specification and direction of E/I. | 31.01 | M3 | 4858.76 | 150670.1476
5 5.3.17.1 | Centring and shuttering including strutting ,propping etc and removal of form from Foundations,footings,base of column etc | 33.92 | M2 | 184.61 | 6261.9712
6 | Carriage of materials
i | Sand with lead of 49 km | 13.33 | M3 | 786.44 | 10483.2452
ii | Sand local lead 13 km | 15.51 | M3 | 319.88 | 4961.3388
III | Stone Boulder with lead of 36 km | 25.43 | M3 | 721.18 | 18339.6074
IV | Stone chips with lead of 22 km | 26.67 | M3 | 436.52 | 11641.9884
v | Earth (lead 01 KM) | 46.52 | M3 | 177.1 | 8238.692
|  |  |  | TOTAL | 260128.6508
|  |  |  | GST (12%) | 31215.4381
291344.0889
|  |  |  | L. CESS (1%) | 2913.4409
|  |  |  | TOTAL | 294257.5298

## Sheet7
RANCHI MUNICIPAL CORPORATION, RANCHI
BILL OF QUANTITY
Name of Work :- Construction of PCC Road at Bhitha nadi dhepa bangali house to house of rinku under W-01 of RMC Ranchi
Sl. No. | Items of work | Qnty. | Unit | Rate | Amount
1 5.1.1 | Earth work in excavation in foundation trenches in ordinary soil (vide classification of soil item-A) and disposal of excavated earth as obtained to a distance up to 50 M. including all lifts, levelling,ramming the foundation trenches removing roots of trees, shrubs all complete as per approved design, building specification and direction of E/I | 37.81 | M3 | 139.58 | 5277.5198
2 5.1.10 | Providing coarse clean sand in filling in foundation trenches or in plinth including ramming and watering in layers not exceeding 150 mm thick with all leads and lifts including cost of all materials ,labour, royalty and taxes all complete as per building specification and direction of E/I. | 12.6 | M3 | 415.58 | 5236.308
3 5.6.8 | Supplying and laying (properly as per design and drawing ) rip-rap with good quality of boulders duty packed including the cost of materials royalty all taxes etc. but excluding the cost of carriage all complete as per specification and direction of E/I. | 20.67 | M3 | 1438.96 | 29743.3032
4 5.3.2.1 | Providing PCC M 200 with nominal mix of (1:1.5:3) in foundation with approved quality of stone chips 20mm to 6mm size graded and clean coarse sand of F.M. 2.5 to 3 including screening, shuttering, mixing cement concrete in mixer and placing in position and ramming till compactin is achieved , curing side shuttering , taxes adn royalty all complete as per building specification and direction of E/I. | 25.21 | M3 | 4858.76 | 122489.3396
5 5.3.17.1 | Centring and shuttering including strutting ,propping etc and removal of form from Foundations,footings,base of column etc | 16.54 | M2 | 184.61 | 3053.4494
6 | Carriage of materials
i | Sand with lead of 49 km | 10.84 | M3 | 786.44 | 8525.0096
ii | Sand local lead 13 km | 12.6 | M3 | 319.88 | 4030.488
III | Stone Boulder with lead of 36 km | 20.67 | M3 | 721.18 | 14906.7906
IV | Stone chips with lead of 22 km | 21.68 | M3 | 436.52 | 9463.7536
v | Earth (lead 01 KM) | 37.81 | M3 | 177.1 | 6696.151
|  |  |  | TOTAL | 209422.1128
|  |  |  | GST (12%) | 25130.6535
234552.7663
|  |  |  | L. CESS (1%) | 2345.5277
|  |  |  | TOTAL | 236898.294

## Sheet8
RANCHI MUNICIPAL CORPORATION, RANCHI
BILL OF QUANTITY
Name of Work :- Construction of PCC Road at Parshad ji house to M. S. Store under W-02 of RMC Ranchi
Sl. No. | Items of work | Qnty. | Unit | Rate | Amount
1 5.1.1 | Earth work in excavation in foundation trenches in ordinary soil (vide classification of soil item-A) and disposal of excavated earth as obtained to a distance up to 50 M. including all lifts, levelling,ramming the foundation trenches removing roots of trees, shrubs all complete as per approved design, building specification and direction of E/I | 127.44 | M3 | 139.58 | 17788.0752
2 5.1.10 | Providing coarse clean sand in filling in foundation trenches or in plinth including ramming and watering in layers not exceeding 150 mm thick with all leads and lifts including cost of all materials ,labour, royalty and taxes all complete as per building specification and direction of E/I. | 42.48 | M3 | 415.58 | 17653.8384
3 5.6.8 | Supplying and laying (properly as per design and drawing ) rip-rap with good quality of boulders duty packed including the cost of materials royalty all taxes etc. but excluding the cost of carriage all complete as per specification and direction of E/I. | 69.67 | M3 | 1438.96 | 100252.3432
4 5.3.2.1 | Providing PCC M 200 with nominal mix of (1:1.5:3) in foundation with approved quality of stone chips 20mm to 6mm size graded and clean coarse sand of F.M. 2.5 to 3 including screening, shuttering, mixing cement concrete in mixer and placing in position and ramming till compactin is achieved , curing side shuttering , taxes adn royalty all complete as per building specification and direction of E/I. | 84.96 | M3 | 4858.76 | 412800.2496
5 5.3.17.1 | Centring and shuttering including strutting ,propping etc and removal of form from Foundations,footings,base of column etc | 46.47 | M2 | 184.61 | 8578.8267
6 | Carriage of materials
i | Sand with lead of 49 km | 36.53 | M3 | 786.44 | 28728.6532
ii | Sand local lead 13 km | 42.48 | M3 | 319.88 | 13588.5024
III | Stone Boulder with lead of 36 km | 69.67 | M3 | 721.18 | 50244.6106
IV | Stone chips with lead of 22 km | 73.07 | M3 | 436.52 | 31896.5164
v | Earth (lead 01 KM) | 127.44 | M3 | 177.1 | 22569.624
|  |  |  | TOTAL | 704101.2397
|  |  |  | GST (12%) | 84492.1488
788593.3885
|  |  |  | L. CESS (1%) | 7885.9339
|  |  |  | TOTAL | 796479.3223

## Sheet9
RANCHI MUNICIPAL CORPORATION, RANCHI
BILL OF QUANTITY
Name of Work :- Construction of PCC Road from house of Sanjay Sarkar to Maa Durga Store under W-01 of RMC Ranchi
Sl. No. | Items of work | Qnty. | Unit | Rate | Amount
1 5.1.1 | Earth work in excavation in foundation trenches in ordinary soil (vide classification of soil item-A) and disposal of excavated earth as obtained to a distance up to 50 M. including all lifts, levelling,ramming the foundation trenches removing roots of trees, shrubs all complete as per approved design, building specification and direction of E/I | 76.47 | M3 | 139.58 | 10673.6826
2 5.1.10 | Providing coarse clean sand in filling in foundation trenches or in plinth including ramming and watering in layers not exceeding 150 mm thick with all leads and lifts including cost of all materials ,labour, royalty and taxes all complete as per building specification and direction of E/I. | 25.49 | M3 | 415.58 | 10593.1342
3 5.6.8 | Supplying and laying (properly as per design and drawing ) rip-rap with good quality of boulders duty packed including the cost of materials royalty all taxes etc. but excluding the cost of carriage all complete as per specification and direction of E/I. | 41.8 | M3 | 1438.96 | 60148.528
4 5.3.2.1 | Providing PCC M 200 with nominal mix of (1:1.5:3) in foundation with approved quality of stone chips 20mm to 6mm size graded and clean coarse sand of F.M. 2.5 to 3 including screening, shuttering, mixing cement concrete in mixer and placing in position and ramming till compactin is achieved , curing side shuttering , taxes adn royalty all complete as per building specification and direction of E/I. | 50.98 | M3 | 4858.76 | 247699.5848
5 5.3.17.1 | Centring and shuttering including strutting ,propping etc and removal of form from Foundations,footings,base of column etc | 27.88 | M2 | 184.61 | 5146.9268
6 | Carriage of materials
i | Sand with lead of 49 km | 21.92 | M3 | 786.44 | 17238.7648
ii | Sand local lead 13 km | 25.49 | M3 | 319.88 | 8153.7412
III | Stone Boulder with lead of 36 km | 41.8 | M3 | 721.18 | 30145.324
IV | Stone chips with lead of 22 km | 43.84 | M3 | 436.52 | 19137.0368
v | Earth (lead 01 KM) | 76.47 | M3 | 177.1 | 13542.837
|  |  |  | TOTAL | 422479.5602
|  |  |  | GST (12%) | 50697.5472
473177.1074
|  |  |  | L. CESS (1%) | 4731.7711
|  |  |  | TOTAL | 477908.8785

## Sheet10
RANCHI MUNICIPAL CORPORATION, RANCHI
BILL OF QUANTITY
Name of Work :- Construiction of PCC road at bala ji nagar from house of shyam sundar upadhayay to house of bajrang minj Under Ward No-02.
Sl. No. | Items of work | Qnty. | Unit | Rate | Amount
1 5.1.1 | Earth work in excavation in foundation trenches in ordinary soil (vide classification of soil item-A) and disposal of excavated earth as obtained to a distance up to 50 M. including all lifts, levelling,ramming the foundation trenches removing roots of trees, shrubs all complete as per approved design, building specification and direction of E/I | 67.97 | M3 | 139.58 | 9487.2526
2 5.1.10 | Providing coarse clean sand in filling in foundation trenches or in plinth including ramming and watering in layers not exceeding 150 mm thick with all leads and lifts including cost of all materials ,labour, royalty and taxes all complete as per building specification and direction of E/I. | 22.66 | M3 | 415.58 | 9417.0428
3 5.6.8 | Supplying and laying (properly as per design and drawing ) rip-rap with good quality of boulders duty packed including the cost of materials royalty all taxes etc. but excluding the cost of carriage all complete as per specification and direction of E/I. | 37.16 | M3 | 1438.96 | 53471.7536
4 5.3.2.1 | Providing PCC M 200 with nominal mix of (1:1.5:3) in foundation with approved quality of stone chips 20mm to 6mm size graded and clean coarse sand of F.M. 2.5 to 3 including screening, shuttering, mixing cement concrete in mixer and placing in position and ramming till compactin is achieved , curing side shuttering , taxes adn royalty all complete as per building specification and direction of E/I. | 45.31 | M3 | 4858.76 | 220150.4156
5 5.3.17.1 | Centring and shuttering including strutting ,propping etc and removal of form from Foundations,footings,base of column etc | 29.74 | M2 | 184.61 | 5490.3014
6 | Carriage of materials
i | Sand with lead of 49 km | 19.48 | M3 | 786.44 | 15319.8512
ii | Sand local lead 13 km | 22.66 | M3 | 319.88 | 7248.4808
III | Stone Boulder with lead of 36 km | 37.16 | M3 | 721.18 | 26799.0488
IV | Stone chips with lead of 22 km | 38.97 | M3 | 436.52 | 17011.1844
v | Earth (lead 01 KM) | 67.97 | M3 | 177.1 | 12037.487
|  |  |  | TOTAL | 376432.8182
|  |  |  | GST (12%) | 45171.9382
421604.7564
|  |  |  | L. CESS (1%) | 4216.0476
|  |  |  | TOTAL | 425820.8039

## Sheet11
RANCHI MUNICIPAL CORPORATION, RANCHI
BILL OF QUANTITY
Name of Work :- Construiction of PCC road at binu lala house to house of sanny gadi Under Ward No-02.
Sl. No. | Items of work | Qnty. | Unit | Rate | Amount
1 5.1.1 | Earth work in excavation in foundation trenches in ordinary soil (vide classification of soil item-A) and disposal of excavated earth as obtained to a distance up to 50 M. including all lifts, levelling,ramming the foundation trenches removing roots of trees, shrubs all complete as per approved design, building specification and direction of E/I | 23.36 | M3 | 139.58 | 3260.5888
2 5.1.10 | Providing coarse clean sand in filling in foundation trenches or in plinth including ramming and watering in layers not exceeding 150 mm thick with all leads and lifts including cost of all materials ,labour, royalty and taxes all complete as per building specification and direction of E/I. | 7.79 | M3 | 415.58 | 3237.3682
3 5.6.8 | Supplying and laying (properly as per design and drawing ) rip-rap with good quality of boulders duty packed including the cost of materials royalty all taxes etc. but excluding the cost of carriage all complete as per specification and direction of E/I. | 12.77 | M3 | 1438.96 | 18375.5192
4 5.3.2.1 | Providing PCC M 200 with nominal mix of (1:1.5:3) in foundation with approved quality of stone chips 20mm to 6mm size graded and clean coarse sand of F.M. 2.5 to 3 including screening, shuttering, mixing cement concrete in mixer and placing in position and ramming till compactin is achieved , curing side shuttering , taxes adn royalty all complete as per building specification and direction of E/I. | 15.58 | M3 | 4858.76 | 75699.4808
5 5.3.17.1 | Centring and shuttering including strutting ,propping etc and removal of form from Foundations,footings,base of column etc | 10.22 | M2 | 184.61 | 1886.7142
6 | Carriage of materials
i | Sand with lead of 49 km | 6.7 | M3 | 786.44 | 5269.148
ii | Sand local lead 13 km | 7.79 | M3 | 319.88 | 2491.8652
III | Stone Boulder with lead of 36 km | 12.77 | M3 | 721.18 | 9209.4686
IV | Stone chips with lead of 22 km | 13.4 | M3 | 436.52 | 5849.368
v | Earth (lead 01 KM) | 23.36 | M3 | 177.1 | 4137.056
|  |  |  | TOTAL | 129416.577
|  |  |  | GST (12%) | 15529.9892
144946.5662
|  |  |  | L. CESS (1%) | 1449.4657
|  |  |  | TOTAL | 146396.0319

## Sheet12
RANCHI MUNICIPAL CORPORATION, RANCHI
BILL OF QUANTITY
Name of Work :- Construction of RCC Drain at near sidhu kanhu park hatma at behind of rakesh kumar house under W-02 of RMC Ranchi
Sl. No. | Items of work | Qnty. | Unit | Rate | Amount
1 5.1.1 | Earth work in excavation in foundation trenches in ordinary soil (vide classification of soil item-A) and disposal of excavated earth as obtained to a distance up to 50 M. including all lifts, levelling,ramming the foundation trenches removing roots of trees, shrubs all complete as per approved design, building specification and direction of E/I | 32.71 | M3 | 139.58 | 4565.6618
2 5.1.10 | Providing coarse clean sand in filling in foundation trenches or in plinth including ramming and watering in layers not exceeding 150 mm thick with all leads and lifts including cost of all materials ,labour, royalty and taxes all complete as per building specification and direction of E/I. | 2.73 | M3 | 415.58 | 1134.5334
3 5.6.8 | Supplying and laying (properly as per design and drawing ) rip-rap with good quality of boulders duty packed including the cost of materials royalty all taxes etc. but excluding the cost of carriage all complete as per specification and direction of E/I. | 4.47 | M3 | 1438.96 | 6432.1512
4 5.3.10 | Providing RCC-M200 with nominal mix of (1:1.5:3) in foundation and plinth with approved quality of stone --do--all complete as per drawing and Technical specification. | 13.24 | M3 | 5891.97 | 78009.6828
5 5.3.11 | Providing precast R.C.C. M-200 with nominal mix of (1:1.5:3) in slab of desired size with approved quality of stone chips and clean coarse sand of F.M. 2.5 to 3 including cost of curing ,shuttering ,carrying the slab manually to site and laying in position all complete (but excluding the cost of reinforcement )taxes and royalty all complete as per building specifications and direction of E/I. | 3.89 | M3 | 6092.63 | 23700.3307
6 5.5.4 | Providing Tor steel reinforcement of 8 mm dia bars as per approved design and drawing excluding carriage of Rods (straight or in coils) to work site, cutting, bending and binding with annealed wire with cost of wire, removal of rust, placing the rods in position all complete as per building specification and direction of E/I. | 0.605 | MT | 79086.94 | 47847.5987
7 5.5.5(a) | Providing Tor steel reinforcement of 8mm,10mm dia bars as per approved design and drawing excluding carriage of Rods (straight or in coils) to work site ,cutting bending and binding with annealed wire with cost of wire ,removal of rust ,placing the rods in position all complete as per building specification and direction of E/I. | 0.9075 | MT | 77259.94 | 70113.3956
8 | Carriage of materials
i | Sand with lead of 49 km | 7.37 | M3 | 786.44 | 5796.0628
ii | Sand local lead 13 km | 2.73 | M3 | 319.88 | 873.2724
III | Stone Boulder with lead of 36 km | 4.47 | M3 | 721.18 | 3223.6746
IV | Stone chips with lead of 22 km | 14.73 | M3 | 436.52 | 6429.9396
v | Earth (lead 01 KM) | 32.71 | M3 | 177.1 | 5792.941
|  |  |  | TOTAL | 253919.2446
|  |  |  | GST (12%) | 30470.3093
284389.5539
|  |  |  | L. CESS (1%) | 2843.8955
|  |  |  | TOTAL | 287233.4494

## Sheet13
RANCHI MUNICIPAL CORPORATION, RANCHI
BILL OF QUANTITY
Name of Work :- Construction of PCC Road at shyam nagar house of ramchandra ram to tapas modak house under W-02 of RMC Ranchi
Sl. No. | Items of work | Qnty. | Unit | Rate | Amount
1 5.1.1 | Earth work in excavation in foundation trenches in ordinary soil (vide classification of soil item-A) and disposal of excavated earth as obtained to a distance up to 50 M. including all lifts, levelling,ramming the foundation trenches removing roots of trees, shrubs all complete as per approved design, building specification and direction of E/I | 42.48 | M3 | 139.58 | 5929.3584
2 5.1.10 | Providing coarse clean sand in filling in foundation trenches or in plinth including ramming and watering in layers not exceeding 150 mm thick with all leads and lifts including cost of all materials ,labour, royalty and taxes all complete as per building specification and direction of E/I. | 14.16 | M3 | 415.58 | 5884.6128
3 5.6.8 | Supplying and laying (properly as per design and drawing ) rip-rap with good quality of boulders duty packed including the cost of materials royalty all taxes etc. but excluding the cost of carriage all complete as per specification and direction of E/I. | 23.22 | M3 | 1438.96 | 33412.6512
4 5.3.2.1 | Providing PCC M 200 with nominal mix of (1:1.5:3) in foundation with approved quality of stone chips 20mm to 6mm size graded and clean coarse sand of F.M. 2.5 to 3 including screening, shuttering, mixing cement concrete in mixer and placing in position and ramming till compactin is achieved , curing side shuttering , taxes adn royalty all complete as per building specification and direction of E/I. | 28.32 | M3 | 4858.76 | 137600.0832
5 5.3.17.1 | Centring and shuttering including strutting ,propping etc and removal of form from Foundations,footings,base of column etc | 18.59 | M2 | 184.61 | 3431.8999
6 | Carriage of materials
i | Sand with lead of 49 km | 12.18 | M3 | 786.44 | 9578.8392
ii | Sand local lead 13 km | 14.16 | M3 | 319.88 | 4529.5008
III | Stone Boulder with lead of 36 km | 23.22 | M3 | 721.18 | 16745.7996
IV | Stone chips with lead of 22 km | 24.36 | M3 | 436.52 | 10633.6272
v | Earth (lead 01 KM) | 42.48 | M3 | 177.1 | 7523.208
|  |  |  | TOTAL | 235269.5803
|  |  |  | GST (12%) | 28232.3496
263501.9299
|  |  |  | L. CESS (1%) | 2635.0193
|  |  |  | TOTAL | 266136.9492

## Sheet14
RANCHI MUNICIPAL CORPORATION, RANCHI
BILL OF QUANTITY
Name of Work :- Construction of RCC drain and slab at saritar manaya palace under ward no 03.
Sl. No. | Items of work | Qnty. | Unit | Rate | Amount
1 | Providing labour for cleaning of site as per specification and direction of E/I. | 10 | NOS | 330.4 | 3304
2 5.1.1 BCD | Earth work in excavation in foundation trenches in ordinary soil (vide classification of soil item-A) and disposal of excavated earth as obtained to a distance up to 50 M. including all lifts, levelling,ramming the foundation trenches removing roots of trees, shrubs all complete as per approved design, building specification and direction of E/I | 54.15 | M3 | 153.84 | 8330.436
3 5.1.10 | Providing coarse clean sand in filling in foundation trenches or in plinth including ramming and watering in layers not exceeding 150 mm thick with all leads and lifts including cost of all materials ,labour, royalty and taxes all complete as per building specification and direction of E/I. | 4.275 | M3 | 415.58 | 1776.6 | 1776.6
4 5.6.8 | Supplying and laying (properly as per design and drawing ) rip-rap with good quality of boulders duty packed including the cost of materials royalty all taxes etc. but excluding the cost of carriage all complete as per specification and direction of E/I. | 7.125 | M3 | 1438.96 | 10252.59 | 10252.59
5 5.3.10 | Providing RCC-M200 with nominal mix of (1:1.5:3) in foundation and plinth with approved quality of stone --do--all complete as per drawing and Technical specification. | 17.55 | M3 | 5891.97 | 103404.07 | 103404.07
6 5.3.11 | Providing precast R.C.C. M-200 with nominal mix of (1:1.5:3) in slab of desired size with approved quality of stone chips and clean coarse sand of F.M. 2.5 to 3 including cost of curing ,shuttering ,carrying the slab manually to site and laying in position all complete (but excluding the cost of reinforcement )taxes and royalty all complete as per building specifications and direction of E/I. | 25.875 | M3 | 6092.63 | 157646.8 | 157646.8
7 5.5.4 | Providing Tor steel reinforcement of 8 mm dia bars as per approved design and drawing excluding carriage of Rods (straight or in coils) to work site, cutting, bending and binding with annealed wire with cost of wire, removal of rust, placing the rods in position all complete as per building specification and direction of E/I. | 1.92 | MT | 79086.94 | 151846.92 | 151846.92
8 5.5.5(a) | Providing Tor steel reinforcement of 8mm,10mm dia bars as per approved design and drawing excluding carriage of Rods (straight or in coils) to work site ,cutting bending and binding with annealed wire with cost of wire ,removal of rust ,placing the rods in position all complete as per building specification and direction of E/I. | 2.347 | MT | 77259.94 | 181329.08 | 181329.08
9 5.3.17.1 | Centering and Shuttering including struting,propping etc and removal of from for Foundation, footing s bases of Coloumns etc for mass Concrete. | 178 | M2 | 184.61 | 32860.58 | 32860.58
10 | Carriage of materials
I | Sand (Lead Upto 49 km) | 18.67 | M3 | 786.44 | 14682.8348
II | Sand Local (Lead 13 KM) | 4.28 | M3 | 319.88 | 1369.0864
III | Stone Boulder (Lead 36 KM) | 7.13 | M3 | 721.18 | 5142.0134
IV | Stone Chips (Lead 22KM) | 37.35 | M3 | 436.52 | 16304.022
V | Earth (Lead 01 KM) | 54.15 | M3 | 177.1 | 9589.965
|  |  |  | TOTAL | 697838.9976
|  |  |  | GST (12%) | 83740.6797
781579.6773
|  |  |  | L. CESS (1%) | 7815.7968
|  |  |  | TOTAL | 789395.4741

## Sheet15
RANCHI MUNICIPAL CORPORATION,RANCHI
BILL OF QUANTITY
Construction of Shed at Bargain talab Ranchi ward no-04.
Sl. No. | Description of Items |  |  |  | G. Qty. | Unit | Rate | Amount (Rs.)
1 | EARTH WORK IN EXCAVATION IN FOUNDATION Trenches in ordinary soil (vide classification of soil item -A) and disposal of excavated earth as obtained to a distance upto 50 M including all lift, leveling ramming the foundation trenches, removing roots of tree shrubs all complete as per approved design, building specification and direction of E/I 5.1.1 J.S.R. |  |  |  | 25.284 | cum | 139.58 | 3529.14
2 | Providing coarse clean local SAND IN FILLING in foundation trenches or in plinth including ramming and watering in layer not exceeding 150 mm thick with all leads and 1.5 M lifts including cost of all materials, labours, royalty and taxes all complete as per building specification and direction of Engineer Incharge (Mode of measurement compacted volume) 5.1.10 JSR |  |  |  | 7.2038 | Cum | 415.58 | 2993.74
3 | Providing designation 75-B, BRICK FLAT SOLING joints filled with local sand including cost of watering,taxes and royalty all complete as per building specification and direction of Engineer Incharge. 5.6.3 JSR |  |  |  | 21.225 | Sqm | 322.35 | 6841.88
4 | Providing designation 75-B, BRICK work in CM(1:6) in foundation and plinth. 5.2.6 JSR |  |  |  | 11.07 | Cum | 4975.78 | 55081.88
5 | Providing and laying in position cement concrete of specified grade excluding the cost of centering and shuttering - All work upto pinth level : 1:4:8(1 cement : 4 coarse sand (Zone III) : 8 graded stone aggregate 40 mm nominal size) 5.3.1.6 JSR |  |  |  | 0.9 | Cum | 3714.85 | 3343.37
6 | Centering and shuttering including strutting, propping, etc. and removal of form for Foundations, footings, bases of columns, etc. mass concrete 5.3.17 JSR |  |  |  | 3.6 | Sqm | 184.61 | 664.6
7 | Providing and laying in position cement concrete of specified grade excluding the cost of centering and shuttering - All work upto pinth level : 1:2:4(1 cement : 2 coarse sand (Zone III) : 4 graded stone aggregate 20 mm nominal size) 5.3.1.2 JSR |  |  |  | 11.2238 | Cum | 4492.36 | 50421.3
8 | Centering and shuttering including strutting, propping, etc. and removal of form for Foundations, footings, bases of columns, etc. mass concrete 5.3.17 JSR |  |  |  | 5.3049 | Sqm | 184.61 | 979.33
9 | Providing and laying in position specified grade of reinforced cement concrete, exluding the cost of centring, shuttering, finishing and reinforcement: all work upto plinth work 1:1.5:3 (1 cement : 1.5 coarse sand (Zone III) : 3 graded stone aggregate 20 mm nominal size) 5.3.9 JSR |  |  |  | 2.811 | cum | 5094.36 | 14320.25
10 | Centering and shuttering including strutting, propping, etc. and removal of form for Foundations, footings, bases of columns, etc. mass concrete 5.3.17 JSR |  |  |  | 21.48 | Sqm | 184.61 | 3965.42
11 | Reinforced cement concrete work in beams, suspended floors, roofs having slope upto 15◦ landings, balcony, shelves, chajjas, lintels, bands, plain window sills, staircases and spiral staircases, above plinth level upto floor five level, exluding the cost of centring, shuttering, finishing and reinforcement: 1:1.5:3 (1 cement : 1.5 coarse sand (Zone III) : 3 graded stone aggregate 20 mm nominal size) 5.3.11JSR |  |  |  | 2.652 | Cum | 6092.63 | 16157.36
12 | Centering and shuttering including strutting, propping, etc. and removal of form for Suspended floors, roofs, landings, balconies, and access, platform 5.3.17.3 JSR |  |  |  | 15.6277 | Sqm | 403.78 | 6310.16
13 | Providing tor steel reinforcement of 8 mm. dia rods as per approved design and drawing -do--do- 5.5.4 JSR |  |  |  | 0.237 | Mt | 79086.94 | 18743.6
14 | Providing tor steel reinforcement of 10 mm., 12 mm & 16 mm dia rods as per approved design and drawing -do--do- 5.5.5 JSR |  |  |  | 0.554 | Mt | 77259.94 | 42802.01
15 | FILLING IN FOUNDATION TRENCHES AND PLENTH in layers not exceeding 150 mm thick well watered, rammed, fully compacted and fine dressed with earth obtained from excavation foundation trenches within a lead of 50 M and lift of 1.5 M all complete as per building specification and direction of E/I. (mode of measurement compacted volume) 5.1.7 JSR |  |  |  | 4 | cum | 50.82 | 203.28
16 | FILLING IN FOUNDATION TRENCHES AND PLINTH in layers not exceeding 150 mm thick well watered, rammed, fully compacted and fine dressed with earth obtained from excavation foundation trenches within a lead of 50 M and lift of 1.5 M all complete as per building specification and direction of E/I. (mode of measurement compacted volume) 5.1.8 JSR |  |  |  | 9.3532 | cum | 118.49 | 1108.26
17 | Structural steel work riveted, bolted or welded in built up sections, trusses and framed work, including cutting, hoisting, fixing in position and applying a priming coat of approved steel primer all complete. 10.2 DSR |  |  |  | 2673.54 | Kg | 67.89 | 181506.63
18 | Providing and fixing precoated galvanised steel sheet roofing accessories 0.50 mm (+0.05 %) total coated thickness, Zinc coating 120 grams per sqm as per IS: 277, in 240 mpa steel grade, 5-7 microns epoxy primer on both side of the sheet and polyester top coat 15-18 microns using self drilling/ self tapping screws complete : Ridges plain (500 - 600mm) 12.51.1 DSR |  |  |  | 15.8 | Mtr. | 391.18 | 6180.64
19 | Providing and fixing precoated galvanised iron profile sheets (size, shape and pitch of corrugation as approved by Engineer-in-charge) 0.50 mm (+ 0.05 %) total coated thickness with zinc coating 120 grams per sqm as per IS: 277, in 240 mpa steel grade, 5-7 microns epoxy primer on both side of the sheet and polyester top coat 15-18 microns. Sheet should have protective guard film of 25 microns minimum to avoid scratches during transportation and should be supplied in single length upto 12 metre or as desired by Engineerin-charge. The sheet shall be fixed using self drilling /self tapping screws of size (5.5x 55 mm) with EPDM seal, complete upto any pitch in horizontal/ vertical or curved surfaces, excluding the cost of purlins, rafters and trusses and including cutting to size and shape wherever required. 12.50 DSR |  |  |  | 74.8251 | Sqm | 582.99 | 43622.26
20 | Providing primer one coat of red lead paint of approved make over new steel surface including preparing the surface after cleaning, removing dust, dirt, scales smokes and grease and cleaning the surface thoroughly including the cost of scaffolding and taxes all complete as per building specification and direction of E/I. 5.8.41 JSR |  |  |  | 74.8251 | sqm | 53.49 | 4002.39
21 | Providing 2 coats of SYNTHETIC ENAMEL PAINT of approved shade and make over STEEL SURFACE grills& railings including cleaning the surface thoroughly scaffolding and taxes all complete as per building specification and direction of E/I. 5.8.45 JSR |  |  |  | 74.8251 | s.qm | 61.9 | 4631.67
22 | Providing and laying 60mm thick factory made cement concrete interlocking paver block of M -30 grade made by block making machine with strong vibratory compaction, of approved size, design & shape, laid in required colour and pattern over and including 50mm thick compacted bed of coarse sand, filling the joints with line sand etc. all complete as per the direction of Engineer-in-charg 16.68 DSR |  |  |  | 85.9793 | sq.m | 825.59 | 70983.67
23 | Providing 12mm thk. Cement plaster(1:4)-do- (5.7.3) |  |  |  | 66.42 | sq.m | 162.13 | 10768.67
24 | white washing three coats over new surface-do-(5.8.3) |  |  |  | 66.42 | sq.m | 15.81 | 1050.1
25 | colour washing two coats over a coat of white wash over new surface-do-(5.8.22.32) |  |  |  | 66.42 | sq.m | 23.32 | 1482.49
26 | Carriage of materials from different surface or department stores to work site including loading, transporting, unloading and stacking the materials at work site etc. all complete job. as per direction of E/I.
|  | i | Earth |  | 25.284 | M3 | 177.1 | 4477.8
|  | ii | Sand |  | 7.216 | M3 | 893.67 | 6448.72
|  | iii | sand local |  | 7.204 | M3 | 363.98 | 2622.11
|  | iv | Aggregate |  | 6.265 | M3 | 496.4 | 3109.95
|  | v | Bricks |  | 5.185 | M3 | 776.14 | 4024.29
27 | Supply and fixing precast RCC bench benches including finishing etc, all complete under instruction of Engineer - in - Charge MR |  |  |  | 6 | each | 9500 | 57000
|  |  |  | Total |  |  |  | 629376.97
|  |  |  | Add 12% (G.S.T.) |  |  |  | 75525.2364
|  |  |  | Grand Total with G.S.T. |  |  |  | 704902.2064
|  |  |  | Add labor cess@ 1% of |  |  |  | 7049.0221
|  |  |  | Total |  |  |  | 711951.2285

## Sheet16
RANCHI MUNICIPAL CORPORATION,RANCHI
BILL OF QUANTITY
Construction of Shed at Bhutahi Pooja Sthal Ranchi ward no-04.
Sl. No. | Description of Items |  |  |  | G. Qty. | Unit | Rate | Amount (Rs.)
1 | EARTH WORK IN EXCAVATION IN FOUNDATION Trenches in ordinary soil (vide classification of soil item -A) and disposal of excavated earth as obtained to a distance upto 50 M including all lift, leveling ramming the foundation trenches, removing roots of tree shrubs all complete as per approved design, building specification and direction of E/I 5.1.1 J.S.R. |  |  |  | 25.284 | cum | 139.58 | 3529.14
2 | Providing coarse clean local SAND IN FILLING in foundation trenches or in plinth including ramming and watering in layer not exceeding 150 mm thick with all leads and 1.5 M lifts including cost of all materials, labours, royalty and taxes all complete as per building specification and direction of Engineer Incharge (Mode of measurement compacted volume) 5.1.10 JSR |  |  |  | 7.2038 | Cum | 415.58 | 2993.74
3 | Providing designation 75-B, BRICK FLAT SOLING joints filled with local sand including cost of watering,taxes and royalty all complete as per building specification and direction of Engineer Incharge. 5.6.3 JSR |  |  |  | 21.225 | Sqm | 322.35 | 6841.88
4 | Providing designation 75-B, BRICK work in CM(1:6) in foundation and plinth. 5.2.6 JSR |  |  |  | 11.07 | Cum | 4975.78 | 55081.88
5 | Providing and laying in position cement concrete of specified grade excluding the cost of centering and shuttering - All work upto pinth level : 1:4:8(1 cement : 4 coarse sand (Zone III) : 8 graded stone aggregate 40 mm nominal size) 5.3.1.6 JSR |  |  |  | 0.9 | Cum | 3714.85 | 3343.37
6 | Centering and shuttering including strutting, propping, etc. and removal of form for Foundations, footings, bases of columns, etc. mass concrete 5.3.17 JSR |  |  |  | 3.6 | Sqm | 184.61 | 664.6
7 | Providing and laying in position cement concrete of specified grade excluding the cost of centering and shuttering - All work upto pinth level : 1:2:4(1 cement : 2 coarse sand (Zone III) : 4 graded stone aggregate 20 mm nominal size) 5.3.1.2 JSR |  |  |  | 11.2238 | Cum | 4492.36 | 50421.3
8 | Centering and shuttering including strutting, propping, etc. and removal of form for Foundations, footings, bases of columns, etc. mass concrete 5.3.17 JSR |  |  |  | 5.3049 | Sqm | 184.61 | 979.33
9 | Providing and laying in position specified grade of reinforced cement concrete, exluding the cost of centring, shuttering, finishing and reinforcement: all work upto plinth work 1:1.5:3 (1 cement : 1.5 coarse sand (Zone III) : 3 graded stone aggregate 20 mm nominal size) 5.3.9 JSR |  |  |  | 2.811 | cum | 5094.36 | 14320.25
10 | Centering and shuttering including strutting, propping, etc. and removal of form for Foundations, footings, bases of columns, etc. mass concrete 5.3.17 JSR |  |  |  | 21.48 | Sqm | 184.61 | 3965.42
11 | Reinforced cement concrete work in beams, suspended floors, roofs having slope upto 15◦ landings, balcony, shelves, chajjas, lintels, bands, plain window sills, staircases and spiral staircases, above plinth level upto floor five level, exluding the cost of centring, shuttering, finishing and reinforcement: 1:1.5:3 (1 cement : 1.5 coarse sand (Zone III) : 3 graded stone aggregate 20 mm nominal size) 5.3.11JSR |  |  |  | 2.652 | Cum | 6092.63 | 16157.36
12 | Centering and shuttering including strutting, propping, etc. and removal of form for Suspended floors, roofs, landings, balconies, and access, platform 5.3.17.3 JSR |  |  |  | 15.6277 | Sqm | 403.78 | 6310.16
13 | Providing tor steel reinforcement of 8 mm. dia rods as per approved design and drawing -do--do- 5.5.4 JSR |  |  |  | 0.237 | Mt | 79086.94 | 18743.6
14 | Providing tor steel reinforcement of 10 mm., 12 mm & 16 mm dia rods as per approved design and drawing -do--do- 5.5.5 JSR |  |  |  | 0.554 | Mt | 77259.94 | 42802.01
15 | FILLING IN FOUNDATION TRENCHES AND PLENTH in layers not exceeding 150 mm thick well watered, rammed, fully compacted and fine dressed with earth obtained from excavation foundation trenches within a lead of 50 M and lift of 1.5 M all complete as per building specification and direction of E/I. (mode of measurement compacted volume) 5.1.7 JSR |  |  |  | 4 | cum | 50.82 | 203.28
16 | FILLING IN FOUNDATION TRENCHES AND PLINTH in layers not exceeding 150 mm thick well watered, rammed, fully compacted and fine dressed with earth obtained from excavation foundation trenches within a lead of 50 M and lift of 1.5 M all complete as per building specification and direction of E/I. (mode of measurement compacted volume) 5.1.8 JSR |  |  |  | 9.3532 | cum | 118.49 | 1108.26
17 | Structural steel work riveted, bolted or welded in built up sections, trusses and framed work, including cutting, hoisting, fixing in position and applying a priming coat of approved steel primer all complete. 10.2 DSR |  |  |  | 2673.54 | Kg | 67.89 | 181506.63
18 | Providing and fixing precoated galvanised steel sheet roofing accessories 0.50 mm (+0.05 %) total coated thickness, Zinc coating 120 grams per sqm as per IS: 277, in 240 mpa steel grade, 5-7 microns epoxy primer on both side of the sheet and polyester top coat 15-18 microns using self drilling/ self tapping screws complete : Ridges plain (500 - 600mm) 12.51.1 DSR |  |  |  | 15.8 | Mtr. | 391.18 | 6180.64
19 | Providing and fixing precoated galvanised iron profile sheets (size, shape and pitch of corrugation as approved by Engineer-in-charge) 0.50 mm (+ 0.05 %) total coated thickness with zinc coating 120 grams per sqm as per IS: 277, in 240 mpa steel grade, 5-7 microns epoxy primer on both side of the sheet and polyester top coat 15-18 microns. Sheet should have protective guard film of 25 microns minimum to avoid scratches during transportation and should be supplied in single length upto 12 metre or as desired by Engineerin-charge. The sheet shall be fixed using self drilling /self tapping screws of size (5.5x 55 mm) with EPDM seal, complete upto any pitch in horizontal/ vertical or curved surfaces, excluding the cost of purlins, rafters and trusses and including cutting to size and shape wherever required. 12.50 DSR |  |  |  | 74.8251 | Sqm | 582.99 | 43622.26
20 | Providing primer one coat of red lead paint of approved make over new steel surface including preparing the surface after cleaning, removing dust, dirt, scales smokes and grease and cleaning the surface thoroughly including the cost of scaffolding and taxes all complete as per building specification and direction of E/I. 5.8.41 JSR |  |  |  | 74.8251 | sqm | 53.49 | 4002.39
21 | Providing 2 coats of SYNTHETIC ENAMEL PAINT of approved shade and make over STEEL SURFACE grills& railings including cleaning the surface thoroughly scaffolding and taxes all complete as per building specification and direction of E/I. 5.8.45 JSR |  |  |  | 74.8251 | s.qm | 61.9 | 4631.67
22 | Providing and laying 60mm thick factory made cement concrete interlocking paver block of M -30 grade made by block making machine with strong vibratory compaction, of approved size, design & shape, laid in required colour and pattern over and including 50mm thick compacted bed of coarse sand, filling the joints with line sand etc. all complete as per the direction of Engineer-in-charg 16.68 DSR |  |  |  | 85.9793 | sq.m | 825.59 | 70983.67
23 | Providing 12mm thk. Cement plaster(1:4)-do- (5.7.3) |  |  |  | 66.42 | sq.m | 162.13 | 10768.67
24 | white washing three coats over new surface-do-(5.8.3) |  |  |  | 66.42 | sq.m | 15.81 | 1050.1
25 | colour washing two coats over a coat of white wash over new surface-do-(5.8.22.32) |  |  |  | 66.42 | sq.m | 23.32 | 1482.49
26 | Carriage of materials from different surface or department stores to work site including loading, transporting, unloading and stacking the materials at work site etc. all complete job. as per direction of E/I.
|  | i | Earth |  | 25.284 | M3 | 177.1 | 4477.8
|  | ii | Sand |  | 7.216 | M3 | 893.67 | 6448.72
|  | iii | sand local |  | 7.204 | M3 | 363.98 | 2622.11
|  | iv | Aggregate |  | 6.265 | M3 | 496.4 | 3109.95
|  | v | Bricks |  | 5.185 | M3 | 776.14 | 4024.29
27 | Supply and fixing precast RCC bench benches including finishing etc, all complete under instruction of Engineer - in - Charge MR |  |  |  | 6 | each | 9500 | 57000
|  |  |  | Total |  |  |  | 629376.97
|  |  |  | Add 12% (G.S.T.) |  |  |  | 75525.2364
|  |  |  | Grand Total with G.S.T. |  |  |  | 704902.2064
|  |  |  | Add labor cess@ 1% of |  |  |  | 7049.0221
|  |  |  | Total |  |  |  | 711951.2285

## Sheet17
RANCHI MUNICIPAL CORPORATION,RANCHI
BILL OF QUANTITY
Construction of Shed at Divyaan talab Ranchi ward no-04.
Sl. No. | Description of Items |  |  |  | G. Qty. | Unit | Rate | Amount (Rs.)
1 | EARTH WORK IN EXCAVATION IN FOUNDATION Trenches in ordinary soil (vide classification of soil item -A) and disposal of excavated earth as obtained to a distance upto 50 M including all lift, leveling ramming the foundation trenches, removing roots of tree shrubs all complete as per approved design, building specification and direction of E/I 5.1.1 J.S.R. |  |  |  | 25.284 | cum | 139.58 | 3529.14
2 | Providing coarse clean local SAND IN FILLING in foundation trenches or in plinth including ramming and watering in layer not exceeding 150 mm thick with all leads and 1.5 M lifts including cost of all materials, labours, royalty and taxes all complete as per building specification and direction of Engineer Incharge (Mode of measurement compacted volume) 5.1.10 JSR |  |  |  | 7.2038 | Cum | 415.58 | 2993.74
3 | Providing designation 75-B, BRICK FLAT SOLING joints filled with local sand including cost of watering,taxes and royalty all complete as per building specification and direction of Engineer Incharge. 5.6.3 JSR |  |  |  | 21.225 | Sqm | 322.35 | 6841.88
4 | Providing designation 75-B, BRICK work in CM(1:6) in foundation and plinth. 5.2.6 JSR |  |  |  | 11.07 | Cum | 4975.78 | 55081.88
5 | Providing and laying in position cement concrete of specified grade excluding the cost of centering and shuttering - All work upto pinth level : 1:4:8(1 cement : 4 coarse sand (Zone III) : 8 graded stone aggregate 40 mm nominal size) 5.3.1.6 JSR |  |  |  | 0.9 | Cum | 3714.85 | 3343.37
6 | Centering and shuttering including strutting, propping, etc. and removal of form for Foundations, footings, bases of columns, etc. mass concrete 5.3.17 JSR |  |  |  | 3.6 | Sqm | 184.61 | 664.6
7 | Providing and laying in position cement concrete of specified grade excluding the cost of centering and shuttering - All work upto pinth level : 1:2:4(1 cement : 2 coarse sand (Zone III) : 4 graded stone aggregate 20 mm nominal size) 5.3.1.2 JSR |  |  |  | 11.2238 | Cum | 4492.36 | 50421.3
8 | Centering and shuttering including strutting, propping, etc. and removal of form for Foundations, footings, bases of columns, etc. mass concrete 5.3.17 JSR |  |  |  | 5.3049 | Sqm | 184.61 | 979.33
9 | Providing and laying in position specified grade of reinforced cement concrete, exluding the cost of centring, shuttering, finishing and reinforcement: all work upto plinth work 1:1.5:3 (1 cement : 1.5 coarse sand (Zone III) : 3 graded stone aggregate 20 mm nominal size) 5.3.9 JSR |  |  |  | 2.811 | cum | 5094.36 | 14320.25
10 | Centering and shuttering including strutting, propping, etc. and removal of form for Foundations, footings, bases of columns, etc. mass concrete 5.3.17 JSR |  |  |  | 21.48 | Sqm | 184.61 | 3965.42
11 | Reinforced cement concrete work in beams, suspended floors, roofs having slope upto 15◦ landings, balcony, shelves, chajjas, lintels, bands, plain window sills, staircases and spiral staircases, above plinth level upto floor five level, exluding the cost of centring, shuttering, finishing and reinforcement: 1:1.5:3 (1 cement : 1.5 coarse sand (Zone III) : 3 graded stone aggregate 20 mm nominal size) 5.3.11JSR |  |  |  | 2.652 | Cum | 6092.63 | 16157.36
12 | Centering and shuttering including strutting, propping, etc. and removal of form for Suspended floors, roofs, landings, balconies, and access, platform 5.3.17.3 JSR |  |  |  | 15.6277 | Sqm | 403.78 | 6310.16
13 | Providing tor steel reinforcement of 8 mm. dia rods as per approved design and drawing -do--do- 5.5.4 JSR |  |  |  | 0.237 | Mt | 79086.94 | 18743.6
14 | Providing tor steel reinforcement of 10 mm., 12 mm & 16 mm dia rods as per approved design and drawing -do--do- 5.5.5 JSR |  |  |  | 0.554 | Mt | 77259.94 | 42802.01
15 | FILLING IN FOUNDATION TRENCHES AND PLENTH in layers not exceeding 150 mm thick well watered, rammed, fully compacted and fine dressed with earth obtained from excavation foundation trenches within a lead of 50 M and lift of 1.5 M all complete as per building specification and direction of E/I. (mode of measurement compacted volume) 5.1.7 JSR |  |  |  | 4 | cum | 50.82 | 203.28
16 | FILLING IN FOUNDATION TRENCHES AND PLINTH in layers not exceeding 150 mm thick well watered, rammed, fully compacted and fine dressed with earth obtained from excavation foundation trenches within a lead of 50 M and lift of 1.5 M all complete as per building specification and direction of E/I. (mode of measurement compacted volume) 5.1.8 JSR |  |  |  | 9.3532 | cum | 118.49 | 1108.26
17 | Structural steel work riveted, bolted or welded in built up sections, trusses and framed work, including cutting, hoisting, fixing in position and applying a priming coat of approved steel primer all complete. 10.2 DSR |  |  |  | 2673.54 | Kg | 67.89 | 181506.63
18 | Providing and fixing precoated galvanised steel sheet roofing accessories 0.50 mm (+0.05 %) total coated thickness, Zinc coating 120 grams per sqm as per IS: 277, in 240 mpa steel grade, 5-7 microns epoxy primer on both side of the sheet and polyester top coat 15-18 microns using self drilling/ self tapping screws complete : Ridges plain (500 - 600mm) 12.51.1 DSR |  |  |  | 15.8 | Mtr. | 391.18 | 6180.64
19 | Providing and fixing precoated galvanised iron profile sheets (size, shape and pitch of corrugation as approved by Engineer-in-charge) 0.50 mm (+ 0.05 %) total coated thickness with zinc coating 120 grams per sqm as per IS: 277, in 240 mpa steel grade, 5-7 microns epoxy primer on both side of the sheet and polyester top coat 15-18 microns. Sheet should have protective guard film of 25 microns minimum to avoid scratches during transportation and should be supplied in single length upto 12 metre or as desired by Engineerin-charge. The sheet shall be fixed using self drilling /self tapping screws of size (5.5x 55 mm) with EPDM seal, complete upto any pitch in horizontal/ vertical or curved surfaces, excluding the cost of purlins, rafters and trusses and including cutting to size and shape wherever required. 12.50 DSR |  |  |  | 74.8251 | Sqm | 582.99 | 43622.26
20 | Providing primer one coat of red lead paint of approved make over new steel surface including preparing the surface after cleaning, removing dust, dirt, scales smokes and grease and cleaning the surface thoroughly including the cost of scaffolding and taxes all complete as per building specification and direction of E/I. 5.8.41 JSR |  |  |  | 74.8251 | sqm | 53.49 | 4002.39
21 | Providing 2 coats of SYNTHETIC ENAMEL PAINT of approved shade and make over STEEL SURFACE grills& railings including cleaning the surface thoroughly scaffolding and taxes all complete as per building specification and direction of E/I. 5.8.45 JSR |  |  |  | 74.8251 | s.qm | 61.9 | 4631.67
22 | Providing and laying 60mm thick factory made cement concrete interlocking paver block of M -30 grade made by block making machine with strong vibratory compaction, of approved size, design & shape, laid in required colour and pattern over and including 50mm thick compacted bed of coarse sand, filling the joints with line sand etc. all complete as per the direction of Engineer-in-charg 16.68 DSR |  |  |  | 85.9793 | sq.m | 825.59 | 70983.67
23 | Providing 12mm thk. Cement plaster(1:4)-do- (5.7.3) |  |  |  | 66.42 | sq.m | 162.13 | 10768.67
24 | white washing three coats over new surface-do-(5.8.3) |  |  |  | 66.42 | sq.m | 15.81 | 1050.1
25 | colour washing two coats over a coat of white wash over new surface-do-(5.8.22.32) |  |  |  | 66.42 | sq.m | 23.32 | 1482.49
26 | Carriage of materials from different surface or department stores to work site including loading, transporting, unloading and stacking the materials at work site etc. all complete job. as per direction of E/I.
|  | i | Earth |  | 25.284 | M3 | 177.1 | 4477.8
|  | ii | Sand |  | 7.216 | M3 | 893.67 | 6448.72
|  | iii | sand local |  | 7.204 | M3 | 363.98 | 2622.11
|  | iv | Aggregate |  | 6.265 | M3 | 496.4 | 3109.95
|  | v | Bricks |  | 5.185 | M3 | 776.14 | 4024.29
27 | Supply and fixing precast RCC bench benches including finishing etc, all complete under instruction of Engineer - in - Charge MR |  |  |  | 6 | each | 9500 | 57000
|  |  |  | Total |  |  |  | 629376.97
|  |  |  | Add 12% (G.S.T.) |  |  |  | 75525.2364
|  |  |  | Grand Total with G.S.T. |  |  |  | 704902.2064
|  |  |  | Add labor cess@ 1% of |  |  |  | 7049.0221
|  |  |  | Total |  |  |  | 711951.2285

## Sheet18
RANCHI MUNICIPAL CORPORATION, RANCHI
BILL OF QUANTITY
Name of Work :- Construction of PCC Road at Mahuram Toli from Mind Tech Computer Education to house of Birbal Mirgha under ward no-06
Sl. No. | Items of work | Qnty. | Unit | Rate | Amount
1. 5.1.1 | Earth work in excavation in foundation trenches in ordinary soil (vide classification of soil item-A) and disposal of excavated earth as obtained to a distance up to 50 M. including all lifts, levelling, ramming the foundation trenches removing roots of trees, shrubs all complete as per approved design, building specification and direction of E/I. | 30.8 | m3 | 139.58 | 4299.06
2 5.1.10 | Providing coarse clean sand in filling in foundation trenches or in plinth including ramming and watering in layers not exceeding 150 mm thick with all leads and lifts including cost of all materials, labour, royalty and taxes all complete as per building specification & direction of E/I. | 6.98 | m3 | 415.58 | 2900.75
3 5.6.8 WRD | Supplying and laying (properly as per design and drawing) rip-rap with good quality of boulders duly packed including the cost of materials, royalty all taxes etc. but excluding the cost of carriage all complete as per specification and direction of E/I. | 16.84 | m3 | 1438.96 | 24232.09
4 5.3.1.1 | Providing and laying in position cement concrete of specified grade excluding the cost of centering and shuttering - All work up to plinth level 1:1.5:3 (1 Cement : 1.5 coarse sand zone(III): 3 graded stone aggregate 20mm nominal size) | 74.82 | m3 | 4858.76 | 363532.42
5 5.3.17.1 | Centering and Shuttering including strutting, propping etc and removal of from for Foundation , footing , bases of columns etc for mass concrete. | 53.07 | m2 | 184.61 | 9797.25
6 | Carriage of Materials
(i) | Sand (Lead Upto 49 km) | 32.17 | M3 | 786.44 | 25299.77
(ii) | Sand Local (Lead 13 KM) | 6.98 | M3 | 319.88 | 2232.76
(iii) | Stone Boulder (Lead 36 KM) | 16.84 | M3 | 721.18 | 12144.67
(iv) | Stone Chips (Lead 22KM) | 64.35 | M3 | 436.52 | 28090.06
(v) | Earth (Lead 01 KM) | 30.8 | M3 | 177.1 | 5454.68
|  |  |  | Total | 477983.51
57358.02
|  |  |  | Total | 535341.53
Add 1% Labour Cess (+) : |  |  |  |  | 5353.42
Grand Total |  |  |  |  | 540694.95
Say RS. |  |  |  |  | 540695
E.E.
RMC

## Sheet19
RANCHI MUNICIPAL CORPORATION, RANCHI
BILL OF QUANTITY
Name of Work :- Construction of PCC Road at Jaiprakash Nagar from house of Flip Tirky to house of Abhash Kujur via house of John Tirky under ward no-06
Sl. No. | Items of work | Qnty. | Unit | Rate | Amount
1. 5.1.1 | Earth work in excavation in foundation trenches in ordinary soil (vide classification of soil item-A) and disposal of excavated earth as obtained to a distance up to 50 M. including all lifts, levelling, ramming the foundation trenches removing roots of trees, shrubs all complete as per approved design, building specification and direction of E/I. | 113.42 | m3 | 139.58 | 15831.16
2 5.1.10 | Providing coarse clean sand in filling in foundation trenches or in plinth including ramming and watering in layers not exceeding 150 mm thick with all leads and lifts including cost of all materials, labour, royalty and taxes all complete as per building specification & direction of E/I. | 25.71 | m3 | 415.58 | 10684.56
3 5.6.8 WRD | Supplying and laying (properly as per design and drawing) rip-rap with good quality of boulders duly packed including the cost of materials, royalty all taxes etc. but excluding the cost of carriage all complete as per specification and direction of E/I. | 62.01 | m3 | 1438.96 | 89229.91
4 5.3.1.1 | Providing and laying in position cement concrete of specified grade excluding the cost of centering and shuttering - All work up to plinth level 1:1.5:3 (1 Cement : 1.5 coarse sand zone(III): 3 graded stone aggregate 20mm nominal size) | 75.62 | m3 | 4858.76 | 367419.43
5 5.3.17.1 | Centering and Shuttering including strutting, propping etc and removal of from for Foundation , footing , bases of columns etc for mass concrete. | 46 | m2 | 184.61 | 8492.06
6 | Carriage of Materials
(i) | Sand (Lead Upto 49 km) | 32.52 | M3 | 786.44 | 25575.03
(ii) | Sand Local (Lead 13 KM) | 25.71 | M3 | 319.88 | 8224.11
(iii) | Stone Boulder (Lead 36 KM) | 62.01 | M3 | 721.18 | 44720.37
(iv) | Stone Chips (Lead 22KM) | 65.03 | M3 | 436.52 | 28386.9
(v) | Earth (Lead 01 KM) | 113.42 | M3 | 177.1 | 20086.68
|  |  |  | Total | 618650.21
74238.03
|  |  |  | Total | 692888.24
Add 1% Labour Cess (+) : |  |  |  |  | 6928.88
Grand Total |  |  |  |  | 699817.12
Say RS.
E.E.
RMC

## Sheet20
RANCHI MUNICIPAL CORPORATION, RANCHI
BILL OF QUANTITY
Name of Work :-Construction of RCC Drain at Mahuram Toli from Mind Tech Computer Education to house of Birbal Mirgha under ward no-06
Sl. No. | Items of work | Qnty. | Unit | Rate | Amount
1 5.10.2 | Dismantling plain cement or lime concrete work including stacking serviceable materials in countable stacks within 15M.lead and disposal of unserviceable materials with all leads complete as per direction of E/I. | 4.25 | m3 | 878.79 | 3734.86
2 5.1.1 | Earth work in excavation in foundation trenches in ordinary soil (vide classification of soil item-A) and disposal of excavated earth as obtained to a distance up to 50 M. including all lifts, levelling, ramming the foundation trenches removing roots of trees, shrubs all complete as per approved design, building specification and direction of E/I. | 70.18 | m3 | 139.58 | 9795.72
3 5.1.10 | Providing coarse clean sand in filling in foundation trenches or in plinth including ramming and watering in layers not exceeding 150 mm thick with all leads and lifts including cost of all materials, labour, royalty and taxes all complete as per building specification & direction of E/I. | 5.5 | m3 | 415.58 | 2285.69
4 5.6.8 | Supplying and laying (properly as per design and drawing) rip-rap with good quality of boulders duly packed including the cost of materials, royalty all taxes etc. but excluding the cost of carriage all complete as per specification and direction of E/I. | 13.26 | m3 | 1438.96 | 19080.61
5 5.3.10 | Reinforced cement concrete work in walls (any thickness) including atteched plasters, buttresses plinth and string course, fillets, columns, pillars, piers, abutments, post, and struts etc above plinth level up to floor five level, excluding the cost of centering, shuttering, finishing and reinforcement.RCC 1:1.5:3 (1 Cement : 1.5 coarse sand zone(III): 3 graded stone aggregate 20mm nominal size) | 40.43 | m3 | 5891.97 | 238212.35
6 5.3.11 | Renforced cement conrete work in beams, suspended floors, having slopeup to 15' landing, balconies, shelves, chajjas, lintels, bands, plain windowsill ---------do----do-------E/I 1:1.5:3 (1 Cement : 1.5 coarse sand zone(III): 3 graded stone aggregate 20mm nominal size) | 16.17 | m3 | 6092.63 | 98517.83
7 (A)5.5.4 | Providing Tor steel reinforcement of 10 mm,12mm &16mm dia bars as per approved design and drawing excluding carriage of Rods (straight or in coils) to work site, cutting, bending and binding with annealed wire with cost of wire, removal of rust, placing the rods in position all complete as per building specification and direction of E/I. 08 mm dia | 1.799 | M.T. | 79086.94 | 142277.41
(B)5.5.5(a) | 10mm dia 60% | 2.698 | M.T. | 77259.94 | 208447.32
8 5.3.17.1 | Centering and Shuttering including strutting, propping etc and removal of from for Foundation , footing , bases of columns etc for mass concrete. | 371.47 | m2 | 184.61 | 68577.08
9 | Carriage of Materials
(i) | Sand (Lead Upto 49 km) | 24.33 | M3 | 786.44 | 19134.09
(ii) | Sand Local (Lead 13 KM) | 5.5 | M3 | 319.88 | 1759.34
(iii) | Stone Boulder (Lead 36 KM) | 13.26 | M3 | 721.118 | 9562.02
(iv) | Stone Chips (Lead 22KM) | 48.68 | M3 | 436.52 | 21249.79
(v) | Earth (Lead 01 KM) | 70.18 | M3 | 177.1 | 12428.88
|  |  |  | Total | 855062.99
Add 12% GST |  |  |  |  | 102607.56
Total |  |  |  |  | 957670.55
Add 1% Labour Cess (+) : |  |  |  |  | 9576.71
Grand Total |  |  |  |  | 967247.26
Say RS.
E.E.
RMC

## Sheet21
RANCHI MUNICIPAL CORPORATION, RANCHI
BILL OF QUANTITY
Name of Work :- Construction of RCC drain and culvert in bariyatu cheshire home road sakti kunj house of mukesh singh to cheshire home road under ward no 09.
Sl. No. | Items of work | Qnty. | Unit | Rate | Amount
1 5.1.1 BCD | Earth work in excavation in foundation trenches in ordinary soil (vide classification of soil item-A) and disposal of excavated earth as obtained to a distance up to 50 M. including all lifts, levelling,ramming the foundation trenches removing roots of trees, shrubs all complete as per approved design, building specification and direction of E/I | 51.85 | M3 | 139.58 | 7237.223
2 5.1.10 | Providing coarse clean sand in filling in foundation trenches or in plinth including ramming and watering in layers not exceeding 150 mm thick with all leads and lifts including cost of all materials ,labour, royalty and taxes all complete as per building specification and direction of E/I. | 4.79 | M3 | 415.58 | 1990.6282
3 5.6.8 | Supplying and laying (properly as per design and drawing ) rip-rap with good quality of boulders duty packed including the cost of materials royalty all taxes etc. but excluding the cost of carriage all complete as per specification and direction of E/I. | 7.85 | M3 | 1438.96 | 11295.836
4 5.3.2.1 | Providing PCC M 200 with nominal mix of (1:1.5:3) in foundation with approved quality of stone chips 20mm to 6mm size graded and clean coarse sand of F.M. 2.5 to 3 including screening, shuttering, mixing cement concrete in mixer and placing in position and ramming till compactin is achieved , curing side shuttering , taxes adn royalty all complete as per building specification and direction of E/I. | 9.79 | M3 | 4858.76 | 47567.2604
5 5.3.10 | Providing RCC-M200 with nominal mix of (1:1.5:3) in foundation and plinth with approved quality of stone --do--all complete as per drawing and Technical specification. | 14.42 | M3 | 5891.97 | 84962.2074
6 5.3.11 | Providing precast R.C.C. M-200 with nominal mix of (1:1.5:3) in slab of desired size with approved quality of stone chips and clean coarse sand of F.M. 2.5 to 3 including cost of curing ,shuttering ,carrying the slab manually to site and laying in position all complete (but excluding the cost of reinforcement )taxes and royalty all complete as per building specifications and direction of E/I. | 9.36 | M3 | 6092.63 | 57027.0168
7 5.5.4 | Providing Tor steel reinforcement of 8 mm dia bars as per approved design and drawing excluding carriage of Rods (straight or in coils) to work site, cutting, bending and binding with annealed wire with cost of wire, removal of rust, placing the rods in position all complete as per building specification and direction of E/I. | 1.18 | MT | 79086.94 | 93322.5892
8 5.5.5(a) | Providing Tor steel reinforcement of 8mm,10mm dia bars as per approved design and drawing excluding carriage of Rods (straight or in coils) to work site ,cutting bending and binding with annealed wire with cost of wire ,removal of rust ,placing the rods in position all complete as per building specification and direction of E/I. | 1.77 | MT | 77259.94 | 136750.0938
9 5.3.17.1 | Centering and Shuttering including struting,propping etc and removal of from for Foundation, footing s bases of Coloumns etc for mass Concrete. | 217.05 | M2 | 184.61 | 40069.6005
10 5.5.30 | Supplying , fitting and fixing M.S. grill gate with M.S. grills made of 20x6 M.S. flatss or 16mm . M.S. square bars fitted on 25x25x6mm . M.S. angel frame of size 60x60x6mm. including cost of fabrication , pronviding necessary locking arrangement with haskal and domny duly fixed in P.C.C. (1:2:4) blocks of required size, applying a priming red lead paints over steel work, taxes all complete as per drawing specification and direction of E/I.(When steel is not supplied by the deptt.) | 150 | kg | 104.62 | 15693
11 | Carriage of materials
I | Sand with lead of 42 km | 14.43 | M3 | 786.44 | 11348.3292
II | Sand local lead 13 km | 4.79 | M3 | 319.88 | 1532.2252
III | Stone Boulder with lead of 36 km | 7.85 | M3 | 721.18 | 5661.263
IV | Stone chips with lead of 22 km | 28.87 | M3 | 436.52 | 12602.3324
V | Earth (lead 01 KM) | 51.85 | M3 | 177.1 | 9182.635
|  |  |  | TOTAL | 536242.2401
|  |  |  | GST (12%) | 64349.0688
600591.3089
|  |  |  | L. CESS (1%) | 6005.9131
|  |  |  | TOTAL | 606597.222

## Sheet22
RANCHI MUNICIPAL CORPORATION, RANCHI
BILL OF QUANTITY
Name of Work :- Construction of RCC drain at bahubazar kathal toli gali no.03 house of vijay mahto to house of jyoti lakra under ward no 13.
Sl. No. | Items of work | Qnty. | Unit | Rate | Amount
1 | Providing labour for cleaning of site as per specification and direction of E/I. | 8 | NOS | 330.4 | 2643.2
2 5.1.1 BCD | Earth work in excavation in foundation trenches in ordinary soil (vide classification of soil item-A) and disposal of excavated earth as obtained to a distance up to 50 M. including all lifts, levelling,ramming the foundation trenches removing roots of trees, shrubs all complete as per approved design, building specification and direction of E/I | 46.73 | M3 | 139.58 | 6522.5734
3 5.1.10 | Providing coarse clean sand in filling in foundation trenches or in plinth including ramming and watering in layers not exceeding 150 mm thick with all leads and lifts including cost of all materials ,labour, royalty and taxes all complete as per building specification and direction of E/I. | 4.25 | M3 | 415.58 | 1766.215
4 5.6.8 | Supplying and laying (properly as per design and drawing ) rip-rap with good quality of boulders duty packed including the cost of materials royalty all taxes etc. but excluding the cost of carriage all complete as per specification and direction of E/I. | 7.14 | M3 | 1438.96 | 10274.1744
5 5.3.10 | Providing RCC-M200 with nominal mix of (1:1.5:3) in foundation and plinth with approved quality of stone --do--all complete as per drawing and Technical specification. | 21.24 | M3 | 5891.97 | 125145.4428
6 5.3.11 | Providing precast R.C.C. M-200 with nominal mix of (1:1.5:3) in slab of desired size with approved quality of stone chips and clean coarse sand of F.M. 2.5 to 3 including cost of curing ,shuttering ,carrying the slab manually to site and laying in position all complete (but excluding the cost of reinforcement )taxes and royalty all complete as per building specifications and direction of E/I. | 8.5 | M3 | 6092.63 | 51787.355
7 5.5.4 | Providing Tor steel reinforcement of 8 mm dia bars as per approved design and drawing excluding carriage of Rods (straight or in coils) to work site, cutting, bending and binding with annealed wire with cost of wire, removal of rust, placing the rods in position all complete as per building specification and direction of E/I. | 1.3 | MT | 79086.94 | 102813.022
8 5.5.5(a) | Providing Tor steel reinforcement of 8mm,10mm dia bars as per approved design and drawing excluding carriage of Rods (straight or in coils) to work site ,cutting bending and binding with annealed wire with cost of wire ,removal of rust ,placing the rods in position all complete as per building specification and direction of E/I. | 1.59 | MT | 77259.94 | 122843.3046
9 5.3.17.1 | Centering and Shuttering including struting,propping etc and removal of from for Foundation, footing s bases of Coloumns etc for mass Concrete. | 83.64 | M2 | 184.61 | 15440.7804
10 | Carriage of materials
I | Sand with lead of 42 km | 12.79 | M3 | 695.72 | 8898.2588
II | Sand local lead 18 km | 4.25 | M3 | 384.68 | 1634.89
III | Stone Boulder with lead of 29 km | 7.14 | M3 | 626.49 | 4473.1386
IV | Stone chips with lead of 15 km | 25.58 | M3 | 345.8 | 8845.564
V | Earth (lead 01 KM) | 46.73 | M3 | 177.1 | 8275.883
|  |  |  | TOTAL | 471363.802
|  |  |  | GST (12%) | 56563.6562
527927.4582
|  |  |  | L. CESS (1%) | 5279.2746
|  |  |  | TOTAL | 533206.7328

## Sheet23
RANCHI MUNICIPAL CORPORATION, RANCHI
BILL OF QUANTITY
Name of Work :- Construction of PCC road at bhatti tola uper chutia in house of anand choudhary Under Ward No-14.
Sl. No. | Items of work | Qnty. | Unit | Rate | Amount
1 | Providing labour for cleaning of site as per specification and direction E/I. | 5 | Each | 330.4 | 1652
2 5.3.11 | Providing R.C.C. M-200 with nominal mix of (1:1.5:3) in slab of desired size with approved quality of stone chips and clean coarse sand of F.M. 2.5 to 3 excluding cost of shuttering finishing and reinforcement all complete as per building specifications and direction of E/I. | 3.89 | M3 | 6092.63 | 23700.3307
3 5.5.5 | Providing Tor steel reinforcement of 10 mm,12 mm & 16 mm dia bars as per approved design and drawing excluding carriage of Rods (straight or in coils) to work site, cutting, bending and binding with annealed wire with cost of wire, removal of rust, placing the rods in position all complete as per building specification and direction of E/I. | 0.37 | MT | 77259.94 | 28586.1778
4 5.3.2.1 | Providing PCC M 200 with nominal mix of (1:1.5:3) in foundation with approved quality of stone chips 20mm to 6mm size graded and clean coarse sand of F.M. 2.5 to 3 including screening, shuttering, mixing cement concrete in mixer and placing in position and ramming till compactin is achieved , curing side shuttering , taxes adn royalty all complete as per building specification and direction of E/I. | 16.52 | M3 | 4858.76 | 80266.7152
5 | Carriage of materials
i | Sand with lead of 42 km | 8.77 | M3 | 695.72 | 6101.4644
ii | Stone chips with lead of 15 km | 16.58 | M3 | 345.8 | 5733.364
|  |  |  | TOTAL | 146040.0521
|  |  |  | GST (12%) | 17524.8063
163564.8584
|  |  |  | L. CESS (1%) | 1635.6486
|  |  |  | SAY RS. | 165200.5069

## Sheet24
RANCHI MUNICIPAL CORPORATION, RANCHI
BILL OF QUANTITY
Name of Work :- Construction of PCC road at kadru kumhar toli from main road to sangeeta prajapati Under Ward No-24.
Sl. No. | Items of work | Qnty. | Unit | Rate | Amount
1 | Providing labour for cleaning of site as per specification and direction E/I. | 10 | Each | 330.4 | 3304
2 5.3.2.1 | Providing PCC M 200 with nominal mix of (1:1.5:3) in foundation with approved quality of stone chips 20mm to 6mm size graded and clean coarse sand of F.M. 2.5 to 3 including screening, shuttering, mixing cement concrete in mixer and placing in position and ramming till compactin is achieved , curing side shuttering , taxes adn royalty all complete as per building specification and direction of E/I. | 35.4 | M3 | 4858.76 | 172000.104
3 5.3.17.1 | Centring and shuttering including strutting ,propping etc and removal of form from Foundations,footings,base of column etc | 23.23 | M2 | 184.61 | 4288.4903
4 | Carriage of materials
i | Sand with lead of 42 km | 15.22 | M3 | 786.44 | 11969.6168
ii | Stone chips with lead of 22 km | 30.44 | M3 | 436.52 | 13287.6688
|  |  |  | TOTAL | 204849.8799
|  |  |  | GST (12%) | 24581.9856
229431.8655
|  |  |  | L. CESS (1%) | 2294.3187
|  |  |  | TOTAL | 231726.1841

## Sheet25
RANCHI MUNICIPAL CORPORATION, RANCHI
BILL OF QUANTITY
Name of Work :- Construction of RCC drain at near over bridge from sai heritage to polar enterprises under ward no 24.
Sl. No. | Items of work | Qnty. | Unit | Rate | Amount
1 | Providing labour for cleaning of site as per specification and direction of E/I. | 8 | NOS | 330.4 | 2643.2
2 5.1.1 BCD | Earth work in excavation in foundation trenches in ordinary soil (vide classification of soil item-A) and disposal of excavated earth as obtained to a distance up to 50 M. including all lifts, levelling,ramming the foundation trenches removing roots of trees, shrubs all complete as per approved design, building specification and direction of E/I | 137.72 | M3 | 139.58 | 19222.9576
3 5.1.10 | Providing coarse clean sand in filling in foundation trenches or in plinth including ramming and watering in layers not exceeding 150 mm thick with all leads and lifts including cost of all materials ,labour, royalty and taxes all complete as per building specification and direction of E/I. | 8.28 | M3 | 415.58 | 3441.0024
4 5.6.8 | Supplying and laying (properly as per design and drawing ) rip-rap with good quality of boulders duty packed including the cost of materials royalty all taxes etc. but excluding the cost of carriage all complete as per specification and direction of E/I. | 13.9 | M3 | 1438.96 | 20001.544
5 5.3.10 | Providing RCC-M200 with nominal mix of (1:1.5:3) in foundation and plinth with approved quality of stone --do--all complete as per drawing and Technical specification. | 36.38 | M3 | 5891.97 | 214349.8686
6 5.3.11 | Providing precast R.C.C. M-200 with nominal mix of (1:1.5:3) in slab of desired size with approved quality of stone chips and clean coarse sand of F.M. 2.5 to 3 including cost of curing ,shuttering ,carrying the slab manually to site and laying in position all complete (but excluding the cost of reinforcement )taxes and royalty all complete as per building specifications and direction of E/I. | 14.87 | M3 | 6092.63 | 90597.4081
7 5.5.4 | Providing Tor steel reinforcement of 8 mm dia bars as per approved design and drawing excluding carriage of Rods (straight or in coils) to work site, cutting, bending and binding with annealed wire with cost of wire, removal of rust, placing the rods in position all complete as per building specification and direction of E/I. | 2.24 | MT | 79086.94 | 177154.7456
8 5.5.5(a) | Providing Tor steel reinforcement of 8mm,10mm dia bars as per approved design and drawing excluding carriage of Rods (straight or in coils) to work site ,cutting bending and binding with annealed wire with cost of wire ,removal of rust ,placing the rods in position all complete as per building specification and direction of E/I. | 2.74 | MT | 77259.94 | 211692.2356
9 5.3.17.1 | Centering and Shuttering including struting,propping etc and removal of from for Foundation, footing s bases of Coloumns etc for mass Concrete. | 260.22 | M2 | 184.61 | 48039.2142
10 | Carriage of materials
I | Sand with lead of 42 km | 22.04 | M3 | 786.44 | 17333.1376
II | Sand local lead 14 km | 8.28 | M3 | 332.84 | 2755.9152
III | Stone Boulder with lead of 36 km | 13.9 | M3 | 721.18 | 10024.402
IV | Stone chips with lead of 22 km | 44.08 | M3 | 436.52 | 19241.8016
V | Earth (lead 01 KM) | 137.72 | M3 | 177.1 | 24390.212
|  |  |  | TOTAL | 860887.6445
|  |  |  | GST (12%) | 103306.5173
964194.1618
|  |  |  | L. CESS (1%) | 9641.9416
|  |  |  | TOTAL | 973836.1035

## Sheet26
RANCHI MUNICIPAL CORPORATION, RANCHI
BILL OF QUANTITY
Name of Work :- Construction of PCC road at aashiyana colony, road no-02 river side, from afroj house to talha house Under Ward No-24.
Sl. No. | Items of work | Qnty. | Unit | Rate | Amount
1 | Providing labour for cleaning of site as per specification and direction E/I. | 10 | Each | 330.4 | 3304
2 5.1.10 BCD | Earth work in excavation in foundation trenches in ordinary soil (vide classification of soil item-A) and disposal of excavated earth as obtained to a distance up to 50 M. including all lifts, levelling,ramming the foundation trenches removing roots of trees, shrubs all complete as per approved design, building specification and direction of E/I | 57.35 | M3 | 139.58 | 8004.913
3 5.1.10 | Providing coarse clean sand in filling in foundation trenches or in plinth including ramming and watering in layers not exceeding 150 mm thick with all leads and lifts including cost of all materials ,labour, royalty and taxes all complete as per building specification and direction of E/I. | 17.2 | M3 | 415.58 | 7147.976
4 5.6.8 | Supplying and laying (properly as per design and drawing ) rip-rap with good quality of boulders duty packed including the cost of materials royalty all taxes etc. but excluding the cost of carriage all complete as per specification and direction of E/I. | 28.9 | M3 | 1438.96 | 41585.944
5 5.3.2.1 | Providing PCC M 200 with nominal mix of (1:1.5:3) in foundation with approved quality of stone chips 20mm to 6mm size graded and clean coarse sand of F.M. 2.5 to 3 including screening, shuttering, mixing cement concrete in mixer and placing in position and ramming till compactin is achieved , curing side shuttering , taxes adn royalty all complete as per building specification and direction of E/I. | 34.41 | M3 | 4858.76 | 167189.9316
6 5.3.17.1 | Centring and shuttering including strutting ,propping etc and removal of form from Foundations,footings,base of column etc | 25.09 | M2 | 184.61 | 4631.8649
7 | Carriage of materials
i | Sand with lead of 42 km | 14.8 | M3 | 786.44 | 11639.312
ii | Sand local lead 14 km | 17.2 | M3 | 332.84 | 5724.848
iii | Stone Boulder with lead of 36 km | 28.9 | M3 | 721.18 | 20842.102
iv | Stone chips with lead of 22 km | 29.59 | M3 | 436.52 | 12916.6268
v | Earth (lead 01 KM) | 57.35 | M3 | 177.1 | 10156.685
|  |  |  | TOTAL | 293144.2033
|  |  |  | GST (12%) | 35177.3044
328321.5077
|  |  |  | L. CESS (1%) | 3283.2151
|  |  |  | TOTAL | 331604.7228

## Sheet27
RANCHI MUNICIPAL CORPORATION, RANCHI
BILL OF QUANTITY
Name of Work :- Construction of RCC Drain in Subhash nagar from sabita sadan to pradeep jee house in ward no-25.
Sl. No. | Items of work | Qnty. | Unit | Rate | Amount
1 5.10.1 | Dismantling of Pucca brick or lime work ……do….all complete. | 7.93 | m3 | 497.98 | 3948.9814
2 5.1.1 +5.1.2 BCD | Earth work in excavation in foundation trenches in ordinary soil (vide classification of soil item-A) and disposal of excavated earth as obtained to a distance up to 50 M. including all lifts, levelling,ramming the foundation trenches removing roots of trees, shrubs all complete as per approved design, building specification and direction of E/I | 55.8 | M3 | 153.84 | 8584.27
3 5.1.10 | Providing coarse clean sand in filling in foundation trenches or in plinth including ramming and watering in layers not exceeding 150 mm thick with all leads and lifts including cost of all materials, labour, royalty and taxes all complete as per building specification & direction of E/I. | 5.32 | M3 | 415.58 | 2210.89
4 5.8.6 | Supplying and laying (properly as per design and drawing) rip-rap with good quality of boulders duly packed including the cost of materials, royalty all taxes etc. but excluding the cost of carriage all complete as per specification and direction of E/I. | 8.86 | M3 | 1336.28 | 11839.44
5 5.3.2.1 | Providing P.C.C M 200 in nominal mix (1:1.5:3) in foundation with approved quality of stone chips 20 mm to 6 mm size graded and clean coarse sand of F.M. 2.5 to 3 including screening, shuttering, mixing cement concrete in mixer and placing in position, vibrating, skirting, curring, taxes and royalty complete as per building specification and direction of E/I. | 23.37 | M3 | 5810.71 | 135796.29
6 5.3.30.1 | Providing Precast R.C.C M 200 in nominal mix (1:1.5:3) in slab ……..do…..all complete as per specification and direction of E/I. | 10.63 | M3 | 6092.63 | 64764.66
7 5.5.5(a) | Providing Tor steel reinforcement of 10 mm,12 mm & 16 mm dia bars as per approved design and drawing excluding carriage of Rods (straight or in coils) to work site, cutting, bending and binding with annealed wire with cost of wire, removal of rust, placing the rods in position all complete as per building specification and direction of E/I. | 3.24 | MT | 77259.94 | 250322.21
8 5.3.17.1 | Centering and Shuttering including struting,propping etc and removal of from for Foundation, footing s bases of Coloumns etc for mass Concrete. | 223.05 | M2 | 184.61 | 41177.26
9 5.10.2 | Dismentalling RCC work including Stacking serviceable materials in Countable stacks within 15 m lead and disposal of unserviceable materials with all leads complete as per direction | 1.42 | M3 | 1832.28 | 2601.8376
10 | Carriage of materials
i | Sand (Lead Upto 47 km) | 14.63 | M3 | 864.24 | 12643.8312
ii | Sand (Lead 16 KM) | 5.32 | M3 | 408.24 | 2171.8368
iii | Stone Boulder (Lead 34 KM) | 29.26 | M3 | 788.88 | 23082.6288
iv | Stone Chips (Lead 20 KM) | 8.86 | M3 | 466.97 | 4137.3542
v | Earth (Lead 01 KM) | 55.8 | M3 | 177.1 | 9882.18
Total |  |  |  |  | 573163.67
|  |  |  | GST (12%) | 68779.6404
641943.3104
|  |  |  | L. CESS (1%) | 6419.4331
|  |  |  | SAY RS. | 648362.7435

## Sheet28
RANCHI MUNICIPAL CORPORATION, RANCHI
BILL OF QUANTITY
Name of Work :- Construction of RCC drain at bano manjil road from ashif house to Md. Irfan house under ward no 29.
Sl. No. | Items of work | Qnty. | Unit | Rate | Amount
1 | Providing labour for cleaning of site as per specification and direction of E/I. | 1 | NOS | 330.4 | 330.4
2 5.1.1 BCD | Earth work in excavation in foundation trenches in ordinary soil (vide classification of soil item-A) and disposal of excavated earth as obtained to a distance up to 50 M. including all lifts, levelling,ramming the foundation trenches removing roots of trees, shrubs all complete as per approved design, building specification and direction of E/I | 6.505 | M3 | 139.58 | 907.9679
3 5.1.10 | Providing coarse clean sand in filling in foundation trenches or in plinth including ramming and watering in layers not exceeding 150 mm thick with all leads and lifts including cost of all materials ,labour, royalty and taxes all complete as per building specification and direction of E/I. | 1.301 | M3 | 415.58 | 540.6696
4 5.6.8 | Supplying and laying (properly as per design and drawing ) rip-rap with good quality of boulders duty packed including the cost of materials royalty all taxes etc. but excluding the cost of carriage all complete as per specification and direction of E/I. | 2.186 | M3 | 1438.96 | 3145.5666
5 5.3.10 | Providing RCC-M200 with nominal mix of (1:1.5:3) in foundation and plinth with approved quality of stone --do--all complete as per drawing and Technical specification. | 3.812 | M3 | 5891.97 | 22460.1896
6 5.3.11 | Providing precast R.C.C. M-200 with nominal mix of (1:1.5:3) in slab of desired size with approved quality of stone chips and clean coarse sand of F.M. 2.5 to 3 including cost of curing ,shuttering ,carrying the slab manually to site and laying in position all complete (but excluding the cost of reinforcement )taxes and royalty all complete as per building specifications and direction of E/I. | 1.734 | M3 | 6092.63 | 10564.6204
7 5.5.5(a) | Providing Tor steel reinforcement of 8mm,10mm dia bars as per approved design and drawing excluding carriage of Rods (straight or in coils) to work site ,cutting bending and binding with annealed wire with cost of wire ,removal of rust ,placing the rods in position all complete as per building specification and direction of E/I. | 0.43074 | MT | 77259.94 | 33278.792
8 5.3.17.1 | Centering and Shuttering including struting,propping etc and removal of from for Foundation, footing s bases of Coloumns etc for mass Concrete. | 47.7069 | M2 | 184.61 | 8807.1671
9 | Carriage of materials
I | Sand with lead of 47 km | 2.38 | M3 | 760.52 | 1810.0376
II | Sand local lead 16 km | 1.31 | M3 | 358.76 | 469.9756
III | Stone Boulder with lead of 34 km | 2.19 | M3 | 694.12 | 1520.1228
IV | Stone chips with lead of 20 km | 4.76 | M3 | 410.6 | 1954.456
V | Earth (lead 01 KM) | 6.51 | M3 | 177.1 | 1152.921
|  |  |  | TOTAL | 86942.8863
|  |  |  | GST (12%) | 10433.1464
97376.0326
|  |  |  | L. CESS (1%) | 973.7603
|  |  |  | TOTAL | 98349.7929

## Sheet29
RANCHI MUNICIPAL CORPORATION, RANCHI
BILL OF QUANTITY
Name of Work :- Construction of PCC road at Dibdih sarna toli house of ward consular to house of anita kujur Under Ward No-36.
Sl. No. | Items of work | Qnty. | Unit | Rate | Amount
1 | Providing labour for cleaning of site as per specification and direction E/I. | 5 | Each | 330.4 | 1652
2 5.1.10 BCD | Earth work in excavation in foundation trenches in ordinary soil (vide classification of soil item-A) and disposal of excavated earth as obtained to a distance up to 50 M. including all lifts, levelling,ramming the foundation trenches removing roots of trees, shrubs all complete as per approved design, building specification and direction of E/I | 70.52 | M3 | 139.58 | 9843.1816
3 5.1.10 | Providing coarse clean sand in filling in foundation trenches or in plinth including ramming and watering in layers not exceeding 150 mm thick with all leads and lifts including cost of all materials ,labour, royalty and taxes all complete as per building specification and direction of E/I. | 21.24 | M3 | 415.58 | 8826.9192
4 5.6.8 | Supplying and laying (properly as per design and drawing ) rip-rap with good quality of boulders duty packed including the cost of materials royalty all taxes etc. but excluding the cost of carriage all complete as per specification and direction of E/I. | 35.68 | M3 | 1438.96 | 51342.0928
5 5.3.2.1 | Providing PCC M 200 with nominal mix of (1:1.5:3) in foundation with approved quality of stone chips 20mm to 6mm size graded and clean coarse sand of F.M. 2.5 to 3 including screening, shuttering, mixing cement concrete in mixer and placing in position and ramming till compactin is achieved , curing side shuttering , taxes adn royalty all complete as per building specification and direction of E/I. | 42.48 | M3 | 4858.76 | 206400.1248
6 5.3.17.1 | Centring and shuttering including strutting ,propping etc and removal of form from Foundations,footings,base of column etc | 27.88 | M2 | 184.61 | 5146.9268
7 | Carriage of materials
i | Sand with lead of 42 km | 18.27 | M3 | 786.44 | 14368.2588
ii | Sand local lead 13 km | 21.24 | M3 | 332.84 | 7069.5216
iii | Stone Boulder with lead of 36 km | 35.68 | M3 | 721.18 | 25731.7024
iv | Stone chips with lead of 22 km | 36.53 | M3 | 436.52 | 15946.0756
v | Earth (lead 01 KM) | 70.52 | M3 | 177.1 | 12489.092
|  |  |  | TOTAL | 358815.8956
|  |  |  | GST (12%) | 43057.9075
401873.8031
|  |  |  | L. CESS (1%) | 4018.738
|  |  |  | TOTAL | 405892.5411

## Sheet30
RANCHI MUNICIPAL CORPORATION, RANCHI
BILL OF QUANTITY
Name of Work :- Construction of PCC road at baghat kocha dibdih kirana store to pcc main road Under Ward No-36.
Sl. No. | Items of work | Qnty. | Unit | Rate | Amount
1 | Providing labour for cleaning of site as per specification and direction E/I. | 4 | Each | 330.4 | 1321.6
2 5.1.10 BCD | Earth work in excavation in foundation trenches in ordinary soil (vide classification of soil item-A) and disposal of excavated earth as obtained to a distance up to 50 M. including all lifts, levelling,ramming the foundation trenches removing roots of trees, shrubs all complete as per approved design, building specification and direction of E/I | 49.36 | M3 | 139.58 | 6889.6688
3 5.1.10 | Providing coarse clean sand in filling in foundation trenches or in plinth including ramming and watering in layers not exceeding 150 mm thick with all leads and lifts including cost of all materials ,labour, royalty and taxes all complete as per building specification and direction of E/I. | 14.87 | M3 | 415.58 | 6179.6746
4 5.6.8 | Supplying and laying (properly as per design and drawing ) rip-rap with good quality of boulders duty packed including the cost of materials royalty all taxes etc. but excluding the cost of carriage all complete as per specification and direction of E/I. | 24.98 | M3 | 1438.96 | 35945.2208
5 5.3.2.1 | Providing PCC M 200 with nominal mix of (1:1.5:3) in foundation with approved quality of stone chips 20mm to 6mm size graded and clean coarse sand of F.M. 2.5 to 3 including screening, shuttering, mixing cement concrete in mixer and placing in position and ramming till compactin is achieved , curing side shuttering , taxes adn royalty all complete as per building specification and direction of E/I. | 29.74 | M3 | 4858.76 | 144499.5224
6 5.3.17.1 | Centring and shuttering including strutting ,propping etc and removal of form from Foundations,footings,base of column etc | 19.52 | M2 | 184.61 | 3603.5872
7 | Carriage of materials
i | Sand with lead of 42 km | 12.79 | M3 | 786.44 | 10058.5676
ii | Sand local lead 13 km | 14.87 | M3 | 332.84 | 4949.3308
iii | Stone Boulder with lead of 36 km | 24.98 | M3 | 721.18 | 18015.0764
iv | Stone chips with lead of 22 km | 25.58 | M3 | 436.52 | 11166.1816
v | Earth (lead 01 KM) | 49.36 | M3 | 177.1 | 8741.656
|  |  |  | TOTAL | 251370.0862
|  |  |  | GST (12%) | 30164.4103
281534.4965
|  |  |  | L. CESS (1%) | 2815.345
|  |  |  | TOTAL | 284349.8415

## Sheet31
RANCHI MUNICIPAL CORPORATION, RANCHI
BILL OF QUANTITY
Name of Work :- Construction of RCC drain & PCC road at argora (a) PCC main road to house of sarojni lakra (b) house of master jee to main drain Under Ward No-36.
Sl. No. | Items of work | Qnty. | Unit | Rate | Amount
1 5.1.1 + 5.1.2 BCD | Earth work in excavation in foundation trenches in ordinary soil (vide classification of soil item-A) and disposal of excavated earth as obtained to a distance up to 50 M. including all lifts, levelling,ramming the foundation trenches removing roots of trees, shrubs all complete as per approved design, building specification and direction of E/I | 99.28 | M3 | 153.84 | 15273.2352
2 5.1.10 | Providing coarse clean sand in filling in foundation trenches or in plinth including ramming and watering in layers not exceeding 150 mm thick with all leads and lifts including cost of all materials ,labour, royalty and taxes all complete as per building specification and direction of E/I. | 26.37 | M3 | 415.58 | 10958.8446
3 5.6.8 | Supplying and laying (properly as per design and drawing ) rip-rap with good quality of boulders duty packed including the cost of materials royalty all taxes etc. but excluding the cost of carriage all complete as per specification and direction of E/I. | 43.96 | M3 | 1438.96 | 63256.6816
4 5.3.2.1 | Providing PCC M 200 with nominal mix of (1:1.5:3) in foundation with approved quality of stone chips 20mm to 6mm size graded and clean coarse sand of F.M. 2.5 to 3 including screening, shuttering, mixing cement concrete in mixer and placing in position and ramming till compactin is achieved , curing side shuttering , taxes adn royalty all complete as per building specification and direction of E/I. | 42.48 | M3 | 4858.76 | 206400.1248
5 5.3.2.1 | Providing P.C.C M 200 in nominal mix (1:1.5:3) in foundation with approved quality of stone chips 20 mm to 6 mm size graded and clean coarse sand of F.M. 2.5 to 3 including screening, shuttering, mixing cement concrete in mixer and placing in position, vibrating, skirting, curring, taxes and royalty complete as per building specification and direction of E/I. | 7.01 | M3 | 5810.71 | 40733.08
6 5.3.11 | Providing precast R.C.C. M-200 with nominal mix of (1:1.5:3) in slab of desired size with approved quality of stone chips and clean coarse sand of F.M. 2.5 to 3 including cost of curing ,shuttering ,carrying the slab manually to site and laying in position all complete (but excluding the cost of reinforcement )taxes and royalty all complete as per building specifications and direction of E/I. | 3.19 | M3 | 6092.63 | 19435.4897
7 5.5.5(a) | Providing Tor steel reinforcement of 8mm,10mm dia bars as per approved design and drawing excluding carriage of Rods (straight or in coils) to work site ,cutting bending and binding with annealed wire with cost of wire ,removal of rust ,placing the rods in position all complete as per building specification and direction of E/I. | 0.99 | MT | 77259.94 | 76487.3406
8 5.3.17.1 | Centring and shuttering including strutting ,propping etc and removal of form from Foundations,footings,base of column etc | 73.42 | M2 | 184.61 | 13554.0662
9 | Carriage of materials
i | Sand with lead of 49 km | 22.67 | M3 | 786.44 | 17828.5948
ii | Sand local lead 14 km | 26.37 | M3 | 332.84 | 8776.9908
iii | Stone Boulder with lead of 36 km | 43.96 | M3 | 721.18 | 31703.0728
iv | Stone chips with lead of 22 km | 45.3 | M3 | 436.52 | 19774.356
v | Earth (lead 01 KM) | 99.28 | M3 | 177.1 | 17582.488
|  |  |  | TOTAL | 541764.3651
|  |  |  | GST (12%) | 65011.7238
606776.0889
|  |  |  | L. CESS (1%) | 6067.7609
|  |  |  | TOTAL | 612843.8498

## Sheet32
RANCHI MUNICIPAL CORPORATION, RANCHI
BILL OF QUANTITY
Name of Work :- Construction of PCC road at argora house of kausal sahu to house of sukhdeo sahu Under Ward No-36.
Sl. No. | Items of work | Qnty. | Unit | Rate | Amount
1 | Providing labour for cleaning of site as per specification and direction E/I. | 4 | Each | 330.4 | 1321.6
2 5.1.10 BCD | Earth work in excavation in foundation trenches in ordinary soil (vide classification of soil item-A) and disposal of excavated earth as obtained to a distance up to 50 M. including all lifts, levelling,ramming the foundation trenches removing roots of trees, shrubs all complete as per approved design, building specification and direction of E/I | 58.77 | M3 | 139.58 | 8203.1166
3 5.1.10 | Providing coarse clean sand in filling in foundation trenches or in plinth including ramming and watering in layers not exceeding 150 mm thick with all leads and lifts including cost of all materials ,labour, royalty and taxes all complete as per building specification and direction of E/I. | 17.7 | M3 | 415.58 | 7355.766
4 5.6.8 | Supplying and laying (properly as per design and drawing ) rip-rap with good quality of boulders duty packed including the cost of materials royalty all taxes etc. but excluding the cost of carriage all complete as per specification and direction of E/I. | 29.74 | M3 | 1438.96 | 42794.6704
5 5.3.2.1 | Providing PCC M 200 with nominal mix of (1:1.5:3) in foundation with approved quality of stone chips 20mm to 6mm size graded and clean coarse sand of F.M. 2.5 to 3 including screening, shuttering, mixing cement concrete in mixer and placing in position and ramming till compactin is achieved , curing side shuttering , taxes adn royalty all complete as per building specification and direction of E/I. | 35.4 | M3 | 4858.76 | 172000.104
6 5.3.17.1 | Centring and shuttering including strutting ,propping etc and removal of form from Foundations,footings,base of column etc | 23.23 | M2 | 184.61 | 4288.4903
7 | Carriage of materials
i | Sand with lead of 42 km | 15.22 | M3 | 786.44 | 11969.6168
ii | Sand local lead 13 km | 17.7 | M3 | 332.84 | 5891.268
iii | Stone Boulder with lead of 36 km | 29.74 | M3 | 721.18 | 21447.8932
iv | Stone chips with lead of 22 km | 30.44 | M3 | 436.52 | 13287.6688
v | Earth (lead 01 KM) | 58.77 | M3 | 177.1 | 10408.167
|  |  |  | TOTAL | 298968.3611
|  |  |  | GST (12%) | 35876.2033
334844.5644
|  |  |  | L. CESS (1%) | 3348.4456
|  |  |  | TOTAL | 338193.0101

## Sheet33
RANCHI MUNICIPAL CORPORATION, RANCHI
BILL OF QUANTITY
Name of Work :- Construction of PCC Road at Girja toli Dibdih house of Souen to PCC Main road under ward No-36
Sl. No. | Items of work | Qnty. | Unit | Rate | Amount
1 | Providing labour for cleaning of site as per specification and direction of E/I. | 4 | NOS | 330.4 | 1321.6
2 5.1.1 BCD | Earth work in excavation in foundation trenches in ordinary soil (vide classification of soil item-A) and disposal of excavated earth as obtained to a distance up to 50 M. including all lifts, levelling,ramming the foundation trenches removing roots of trees, shrubs all complete as per approved design, building specification and direction of E/I | 42.31 | M3 | 139.58 | 5905.6298
3 5.1.10 | Providing coarse clean sand in filling in foundation trenches or in plinth including ramming and watering in layers not exceeding 150 mm thick with all leads and lifts including cost of all materials ,labour, royalty and taxes all complete as per building specification and direction of E/I. | 12.74 | M3 | 415.58 | 5294.4892
4 5.6.8 | Supplying and laying (properly as per design and drawing ) rip-rap with good quality of boulders duty packed including the cost of materials royalty all taxes etc. but excluding the cost of carriage all complete as per specification and direction of E/I. | 21.41 | M3 | 1438.96 | 30808.1336
5 5.3.2.1 | Providing PCC M 200 with nominal mix of (1:1.5:3) in foundation with approved quality of stone chips 20mm to 6mm size graded and clean coarse sand of F.M. 2.5 to 3 including screening, shuttering, mixing cement concrete in mixer and placing in position and ramming till compactin is achieved , curing side shuttering , taxes adn royalty all complete as per building specification and direction of E/I. | 25.49 | M3 | 4858.76 | 123849.7924
6 5.3.17.1 | Centering and Shuttering including struting,propping etc and removal of from for Foundation, footing s bases of Coloumns etc for mass Concrete. | 13.94 | M2 | 184.61 | 2573.4634
7 | Carriage of materials
I | Sand with lead of 42 km | 10.96 | M3 | 786.44 | 8619.3824
II | Sand local lead 13 km | 12.74 | M3 | 332.84 | 4240.3816
III | Stone Boulder with lead of 36 km | 21.41 | M3 | 721.18 | 15440.4638
IV | Stone chips with lead of 22 km | 21.92 | M3 | 436.52 | 9568.5184
V | Earth (lead 01 KM) | 42.31 | M3 | 177.1 | 7493.101
|  |  |  | TOTAL | 215114.9556
|  |  |  | GST (12%) | 25813.7947
240928.7503
|  |  |  | L. CESS (1%) | 2409.2875
|  |  |  | TOTAL | 243338.0378

## Sheet34
RANCHI MUNICIPAL CORPORATION, RANCHI
BILL OF QUANTITY
Name of Work :- Construction of PCC road at new santipur bypass road house of binay mandu to choukani resturant Ward No-36.
Sl. No. | Items of work | Qnty. | Unit | Rate | Amount
1 | Providing labour for cleaning of site as per specification and direction E/I. | 5 | Each | 330.4 | 1652
2 5.1.10 BCD | Earth work in excavation in foundation trenches in ordinary soil (vide classification of soil item-A) and disposal of excavated earth as obtained to a distance up to 50 M. including all lifts, levelling,ramming the foundation trenches removing roots of trees, shrubs all complete as per approved design, building specification and direction of E/I | 119.88 | M3 | 139.58 | 16732.8504
3 5.1.10 | Providing coarse clean sand in filling in foundation trenches or in plinth including ramming and watering in layers not exceeding 150 mm thick with all leads and lifts including cost of all materials ,labour, royalty and taxes all complete as per building specification and direction of E/I. | 36.11 | M3 | 415.58 | 15006.5938
4 5.6.8 | Supplying and laying (properly as per design and drawing ) rip-rap with good quality of boulders duty packed including the cost of materials royalty all taxes etc. but excluding the cost of carriage all complete as per specification and direction of E/I. | 60.66 | M3 | 1438.96 | 87287.3136
5 5.3.2.1 | Providing PCC M 200 with nominal mix of (1:1.5:3) in foundation with approved quality of stone chips 20mm to 6mm size graded and clean coarse sand of F.M. 2.5 to 3 including screening, shuttering, mixing cement concrete in mixer and placing in position and ramming till compactin is achieved , curing side shuttering , taxes adn royalty all complete as per building specification and direction of E/I. | 72.22 | M3 | 4858.76 | 350899.6472
6 5.3.17.1 | Centring and shuttering including strutting ,propping etc and removal of form from Foundations,footings,base of column etc | 39.5 | M2 | 184.61 | 7292.095
7 | Carriage of materials
i | Sand with lead of 42 km | 31.05 | M3 | 786.44 | 24418.962
ii | Sand local lead 13 km | 36.11 | M3 | 332.84 | 12018.8524
iii | Stone Boulder with lead of 36 km | 60.66 | M3 | 721.18 | 43746.7788
iv | Stone chips with lead of 22 km | 62.11 | M3 | 436.52 | 27112.2572
v | Earth (lead 01 KM) | 119.88 | M3 | 177.1 | 21230.748
|  |  |  | TOTAL | 607398.0984
|  |  |  | GST (12%) | 72887.7718
680285.8702
|  |  |  | L. CESS (1%) | 6802.8587
|  |  |  | TOTAL | 687088.7289

## Sheet35
RANCHI MUNICIPAL CORPORATION, RANCHI
BILL OF QUANTITY
Name of Work :- Construction of RCC slab at (A) lajpat nagar road no. 04 near house of laxmi singh (B) dibdih near ward consular office under ward no 36.
Sl. No. | Items of work | Qnty. | Unit | Rate | Amount
1 | Providing labour for cleaning of site as per specification and direction of E/I. | 5 | NOS | 330.4 | 1652
2 5.3.11 | Providing precast R.C.C. M-200 with nominal mix of (1:1.5:3) in slab of desired size with approved quality of stone chips and clean coarse sand of F.M. 2.5 to 3 including cost of curing ,shuttering ,carrying the slab manually to site and laying in position all complete (but excluding the cost of reinforcement )taxes and royalty all complete as per building specifications and direction of E/I. | 17.7 | M3 | 6092.63 | 107839.551
3 5.5.4 | Providing Tor steel reinforcement of 8 mm dia bars as per approved design and drawing excluding carriage of Rods (straight or in coils) to work site, cutting, bending and binding with annealed wire with cost of wire, removal of rust, placing the rods in position all complete as per building specification and direction of E/I. | 0.77 | MT | 79086.94 | 60896.9438
4 5.5.5(a) | Providing Tor steel reinforcement of 8mm,10mm dia bars as per approved design and drawing excluding carriage of Rods (straight or in coils) to work site ,cutting bending and binding with annealed wire with cost of wire ,removal of rust ,placing the rods in position all complete as per building specification and direction of E/I. | 0.95 | MT | 77259.94 | 73396.943
5 5.3.17.1 | Centering and Shuttering including struting,propping etc and removal of from for Foundation, footing s bases of Coloumns etc for mass Concrete. | 46.47 | M2 | 184.61 | 8578.8267
6 | Carriage of materials
I | Sand with lead of 49 km | 7.61 | M3 | 786.44 | 5984.8084
II | Stone chips with lead of 22 km | 15.22 | M3 | 436.52 | 6643.8344
|  |  |  | TOTAL | 264992.9073
|  |  |  | GST (12%) | 31799.1489
296792.0562
|  |  |  | L. CESS (1%) | 2967.9206
|  |  |  | TOTAL | 299759.9767

## Sheet36
RANCHI MUNICIPAL CORPORATION, RANCHI
BILL OF QUANTITY
Name of Work :- Construction of PCC road at shiv shakti nagar Under Ward No-46.
Sl. No. | Items of work | Qnty. | Unit | Rate | Amount
1 | Providing labour for cleaning of site as per specification and direction E/I. | 1 | Each | 330.4 | 330.4
2 5.1.1 +5.1.2 BCD | Earth work in excavation in foundation trenches in ordinary soil (vide classification of soil item-A) and disposal of excavated earth as obtained to a distance up to 50 M. including all lifts, levelling,ramming the foundation trenches removing roots of trees, shrubs all complete as per approved design, building specification and direction of E/I | 50.47 | M3 | 153.84 | 7764.3048
3 5.1.10 | Providing coarse clean sand in filling in foundation trenches or in plinth including ramming and watering in layers not exceeding 150 mm thick with all leads and lifts including cost of all materials ,labour, royalty and taxes all complete as per building specification and direction of E/I. | 18.83 | M3 | 415.58 | 7825.3714
4 5.6.8 | Supplying and laying (properly as per design and drawing ) rip-rap with good quality of boulders duty packed including the cost of materials royalty all taxes etc. but excluding the cost of carriage all complete as per specification and direction of E/I. | 31.39 | M3 | 1438.96 | 45168.9544
5 J.B.C.D .5.3.2.1 | Providing P.C.C.M-200 in nominal mix of (1:1.5:3) in foundation with approved quality of stone chips 20mm to 6mm size graded and clean coarse sand of F.M.2.5 to 3 including screening, shuttering,mixing cement concrete in mixer and placing in position, vibrating,striking, curing taxes and royalty all complete as per specification and direction of E/I. | 37.67 | M³ | 4858.76 | 183029.4892
6 5.3.17.1 | Centring and shuttering including strutting ,propping etc and removal of form from Foundations,footings,base of column etc | 27.88 | M2 | 184.61 | 5146.9268
7 | Carriage of materials
i | Sand with lead of 42 km | 16.2 | M3 | 695.72 | 11270.664
ii | Sand local lead 18 km | 18.83 | M3 | 384.68 | 7243.5244
iii | Stone Boulder with lead of 29 km | 31.39 | M3 | 626.49 | 19665.5211
iv | Stone chips with lead of 15 km | 32.4 | M3 | 345.8 | 11203.92
v | Earth (lead 01 KM) | 50.47 | M3 | 177.1 | 8938.237
|  |  |  | TOTAL | 307587.3131
|  |  |  | GST (12%) | 36910.4776
344497.7907
|  |  |  | L. CESS (1%) | 3444.9779
|  |  |  | TOTAL | 347942.7686

## Sheet37
RANCHI MUNICIPAL CORPORATION, RANCHI
BILL OF QUANTITY
Name of Work :- Construction of RCC Drain at rahmat colony from of naushad khan to house of nehal hawari under W-48 of RMC Ranchi
Sl. No. | Items of work | Qnty. | Unit | Rate | Amount
1 5.1.1 | Earth work in excavation in foundation trenches in ordinary soil (vide classification of soil item-A) and disposal of excavated earth as obtained to a distance up to 50 M. including all lifts, levelling,ramming the foundation trenches removing roots of trees, shrubs all complete as per approved design, building specification and direction of E/I | 36.34 | M3 | 139.58 | 5072.3372
2 5.1.10 | Providing coarse clean sand in filling in foundation trenches or in plinth including ramming and watering in layers not exceeding 150 mm thick with all leads and lifts including cost of all materials ,labour, royalty and taxes all complete as per building specification and direction of E/I. | 3.3 | M3 | 415.58 | 1371.414
3 5.6.8 | Supplying and laying (properly as per design and drawing ) rip-rap with good quality of boulders duty packed including the cost of materials royalty all taxes etc. but excluding the cost of carriage all complete as per specification and direction of E/I. | 5.55 | M3 | 1438.96 | 7986.228
4 5.3.10 | Providing RCC-M200 with nominal mix of (1:1.5:3) in foundation and plinth with approved quality of stone --do--all complete as per drawing and Technical specification. | 14.32 | M3 | 5891.97 | 84373.0104
5 5.3.11 | Providing precast R.C.C. M-200 with nominal mix of (1:1.5:3) in slab of desired size with approved quality of stone chips and clean coarse sand of F.M. 2.5 to 3 including cost of curing ,shuttering ,carrying the slab manually to site and laying in position all complete (but excluding the cost of reinforcement )taxes and royalty all complete as per building specifications and direction of E/I. | 6.93 | M3 | 6092.63 | 42221.9259
6 5.5.4 | Providing Tor steel reinforcement of 8 mm dia bars as per approved design and drawing excluding carriage of Rods (straight or in coils) to work site, cutting, bending and binding with annealed wire with cost of wire, removal of rust, placing the rods in position all complete as per building specification and direction of E/I. | 0.93 | MT | 79086.94 | 73550.8542
7 5.5.5(a) | Providing Tor steel reinforcement of 8mm,10mm dia bars as per approved design and drawing excluding carriage of Rods (straight or in coils) to work site ,cutting bending and binding with annealed wire with cost of wire ,removal of rust ,placing the rods in position all complete as per building specification and direction of E/I. | 1.13 | MT | 77259.94 | 87303.7322
8 5.3.17.1 | Centring and shuttering including strutting ,propping etc and removal of form from Foundations,footings,base of column etc | 104.72 | M2 | 184.61 | 19332.3592
9 | Carriage of materials
I | Sand with lead of 42 km | 9.14 | M3 | 695.72 | 6358.8808
II | Sand local lead 18 km | 3.3 | M3 | 384.68 | 1269.444
III | Stone Boulder with lead of 29 km | 5.55 | M3 | 626.49 | 3477.0195
IV | Stone chips with lead of 15 km | 18.28 | M3 | 345.8 | 6321.224
V | Earth (lead 01 KM) | 36.34 | M3 | 177.1 | 6435.814
|  |  |  | TOTAL | 345074.2434
|  |  |  | GST (12%) | 41408.9092
386483.1526
|  |  |  | L. CESS (1%) | 3864.8315
|  |  |  | TOTAL | 390347.9841