## Sheet1
RANCHI MUNICIPAL CORPORATION, RANCHI
BILL OF QUANTITY
Name of Work :- Construction of RCC Drain at Morabadi Akhra Under Ward No-03.
Sl. No. | Items of work | Qnty. | Unit | Rate | Amount
1 | Providing labour for cleaning of site as per specification and direction E/I. | 5 | Each | 330.4 | 1652
2 5.1.1 +5.1.2 BCD | Earth work in excavation in foundation trenches in ordinary soil (vide classification of soil item-A) and disposal of excavated earth as obtained to a distance up to 50 M. including all lifts, levelling,ramming the foundation trenches removing roots of trees, shrubs all complete as per approved design, building specification and direction of E/I | 35.63 | M3 | 153.84 | 5481.3192
3 R.C.D 3.13 ii A | Excavation of structures (e/w in excavation of foundation……………… locally for road work.) | 71.25 | M3 | 363 | 25863.75
4 5.1.10 | Providing coarse clean sand in filling in foundation trenches or in plinth including ramming and watering in layers not exceeding 150 mm thick with all leads and lifts including cost of all materials ,labour, royalty and taxes all complete as per building specification and direction of E/I. | 6.19 | M3 | 415.58 | 2572.4402
5 5.6.8 | Supplying and laying (properly as per design and drawing ) rip-rap with good quality of boulders duty packed including the cost of materials royalty all taxes etc. but excluding the cost of carriage all complete as per specification and direction of E/I. | 10.31 | M3 | 1438.96 | 14835.6776
6 5.3.10 | Providing RCC-M200 with nominal mix of (1:1.5:3) in foundation and plinth with approved quality of stone --do--all complete as per drawing and Technical specification. . | 27.19 | M3 | 5891.97 | 160202.6643
7 5.3.11 | Providing R.C.C. M-200 with nominal mix of (1:1.5:3) in slab of desired size with approved quality of stone chips and clean coarse sand of F.M. 2.5 to 3 excluding cost of shuttering finishing and reinforcement all complete as per building specifications and direction of E/I. | 10.31 | M3 | 6092.63 | 62815.0153
8 5.3.17.1 | Centring and shuttering including strutting ,propping etc and removal of form from Foundations,footings,base of column etc | 390 | M2 | 184.61 | 71997.9
9 5.5.4 | Providing Tor steel reinforcement of 8 mm dia bars as per approved design and drawing excluding carriage of Rods (straight or in coils) to work site, cutting, bending and binding with annealed wire with cost of wire, removal of rust, placing the rods in position all complete as per building specification and direction of E/I. | 1.639 | MT | 79086.94 | 129623.4947
10 5.5.5 | Providing Tor steel reinforcement of 10 mm,12 mm & 16 mm dia bars as per approved design and drawing excluding carriage of Rods (straight or in coils) to work site, cutting, bending and binding with annealed wire with cost of wire, removal of rust, placing the rods in position all complete as per building specification and direction of E/I. | 2.003 | MT | 77259.94 | 154751.6598
11 JSR RCD (8.4 v) | Providing and fixing retroreflected mandatory informatory sign board………. | 2 | Nos. | 4303 | 8606
12 | Carriage of materials
i | Sand with lead of 49 km | 16.13 | M3 | 893.67 | 14414.8971
ii | Sand localead 13 km | 6.19 | M3 | 363.98 | 2253.0362
iii | Stone Boulder with lead of 36 km | 10.31 | M3 | 819.59 | 8449.9729
iv | Stone chips with lead of 22 km | 32.25 | M3 | 496.4 | 16008.9
v | Earth (lead 01 KM) | 106.88 | M3 | 177.1 | 18928.448
|  |  |  | TOTAL | 698457.1753
|  |  |  | GST (12%) | 83814.861
782272.0363
|  |  |  | L. CESS (1%) | 7822.7204
|  |  |  | SAY RS. | 790094.7567

## Sheet2
RANCHI MUNICIPAL CORPORATION, RANCHI
BILL OF QUANTITY
Name of Work :- Construction & Repairing of Drain and Slab at Chapu Toli/ Nayak Toli from Shurendra Mahto house to Ramadhar Prajapati house under ward no -05
Sl. No. | Items of work | Qnty. | Unit | Rate | Amount
1 5.1.1 | Earth work in excavation in foundation trenches in ordinary soil (vide classification of soil item-A) and disposal of excavated earth as obtained to a distance up to 50 M. including all lifts, levelling, ramming the foundation trenches removing roots of trees, shrubs all complete as per approved design, building specification and direction of E/I. | 37.81 | m3 | 139.58 | 5277.52
2 5.1.10 | Providing coarse clean sand in filling in foundation trenches or in plinth including ramming and watering in layers not exceeding 150 mm thick with all leads and lifts including cost of all materials, labour, royalty and taxes all complete as per building specification & direction of E/I. | 3.54 | m3 | 415.58 | 1471.15
3 5.6.8 | Supplying and laying (properly as per design and drawing) rip-rap with good quality of boulders duly packed including the cost of materials, royalty all taxes etc. but excluding the cost of carriage all complete as per specification and direction of E/I. | 5.81 | m3 | 1438.96 | 8360.3576
4 5.3.10 | Reinforced cement concrete work in walls (any thickness) including atteched plasters, buttresses plinth and string course, fillets, columns, pillars, piers, abutments, post, and struts etc above plinth level up to floor five level, excluding the cost of centering, shuttering, finishing and reinforcement.RCC 1:1.5:3 (1 Cement : 1.5 coarse sand zone(III): 3 graded stone aggregate 20mm nominal size) | 15.58 | m3 | 5891.97 | 91796.89
5 5.3.11 | Renforced cement conrete work in beams, suspended floors, having slopeup to 15' landing, balconies, shelves, chajjas, lintels, bands, plain windowsill ---------do----do-------E/I 1:1.5:3 (1 Cement : 1.5 coarse sand zone(III): 3 graded stone aggregate 20mm nominal size) | 18.59 | m3 | 6092.63 | 113261.99
6 5.5.5 (a) | Providing Tor steel reinforcement of 10 mm,12mm &16mm dia bars as per approved design and drawing excluding carriage of Rods (straight or in coils) to work site, cutting, bending and binding with annealed wire with cost of wire, removal of rust, placing the rods in position all complete as per building specification and direction of E/I. (a) 08mm dia | 1.208 | M.T. | 79086.94 | 95537.0235
| (b) 10mm dia | 1.812 | M.T. | 77259.94 | 139995.0113
7 5.2.34 | Providing rough dressed course stone masonry in cement mortar (1:4) in foundation and plinth with hammer dressed stone of less than 0.03 m3 in volume and clean coarse sand of F.M 2 to 2.5 including cost of screening raking out joints to 20mm depth and curing taxes and royalty all complete as per building specification and direction of E/I. | 2.83 | m3 | 2873.93 | 8133.22
8 5.3.1.2 | Providing and laying in position concrete of specified grade excluding the cost of centering and shuttering- All work upto plinth level : 1:2:4 (1 cemet : 2 coarse sand (zone-iii) : 4 graded stone aggregate 20mm nominal size ) | 0.96 | m3 | 4492.36 | 4312.67
9 5.7.12 | Providing 25mm thick cement plaster (1:4) with clean coarse sand of F.M 1.5 including screening,curing with all leads and lifts of water scaffolding taxes and royalty all complete as per building specification and direction of E/I | 40.33 | m2 | 242.19 | 9767.52
10 5.7.11 | Providing 1.5mm cement punning including curing,carriage of water with all leads and lifts as per building specification and direction of E/I | 40.33 | m2 | 51.66 | 2083.45
11 5.3.17.1 | Centering and Shuttering including strutting, propping etc and removal of from for Foundation , footing , bases of columns etc for mass concrete. | 163.48 | m2 | 184.61 | 24447.9
12 | Carriage of Materials
(i) | Sand (Lead Upto 49 km) | 16.31 | M3 | 786.44 | 12826.84
(ii) | Sand Local (Lead 13 KM) | 3.54 | M3 | 319.88 | 1132.38
(iii) | Stone Boulder (Lead 36 KM) | 8.64 | M3 | 721.18 | 6231
(iv) | Stone Chips (Lead 22KM) | 30.25 | M3 | 436.52 | 13204.73
(v) | Earth (Lead 01 KM) | 37.81 | M3 | 177.1 | 6696.15
|  |  |  | TOTAL | 544535.8024
Add 12% GST |  |  |  |  | 65344.3
609880.1024
Add 1 % L Cess |  |  |  |  | 6098.8
Total |  |  |  |  | 615978.9024
Say |  |  |  |  | 615979

## Sheet3
RANCHI MUNICIPAL CORPORATION, RANCHI
BILL OF QUANTITY
Name of Work :- Improvement of PCC Road at Nage Tungri, Tangra Toli from Sarvoday Banquet hall to Nage Tungri Chowk under W-05
Sl. No. | Items of work | Qnty. | Unit | Rate | Amount
1 5.3.1.1 | Providing and laying in position cement concrete of specified grade excluding the cost of centering and shuttering - All work up to plinth level 1:1.5:3 (1 Cement : 1.5 coarse sand zone(III): 3 graded stone aggregate 20mm nominal size) | 130.84 | m3 | 4858.76 | 635720.16
2 5.3.17.1 | Centering and Shuttering including strutting, propping etc and removal of from for Foundation , footing , bases of columns etc for mass concrete. | 78.07 | m2 | 184.61 | 14412.5027
3 | Carriage of Materials
(i) | Sand (Lead Upto 49 km) | 56.26 | M3 | 786.44 | 44245.11
(ii) | Stone Chips (Lead 22KM) | 112.52 | M3 | 436.52 | 49117.23
|  |  |  | TOTAL | 743495.0027
Add 12% GST |  |  |  |  | 89219.4
Total |  |  |  |  | 832714.4027
Add 1 % L Cess |  |  |  |  | 8327.14
Total |  |  |  |  | 841041.5427
Say |  |  |  |  | 841042

## Sheet4
RANCHI MUNICIPAL CORPORATION, RANCHI
BILL OF QUANTITY
Name of Work :- Construction of RCC Drain Khorha Toli Gali-2 from house of Nikolas Khes to house of Anil Tigga under ward no-07
Sl. No. | Items of work | Qnty. | Unit | Rate | Amount
1 5.10.2 | Dismantling plain cement or lime concrete work including stacking serviceable materials in countable stacks within 15M.lead and disposal of unserviceable materials with all leads complete as per direction of E/I. | 1.27 | m3 | 878.79 | 1116.06
2 5.1.1 | Earth work in excavation in foundation trenches in ordinary soil (vide classification of soil item-A) and disposal of excavated earth as obtained to a distance up to 50 M. including all lifts, levelling, ramming the foundation trenches removing roots of trees, shrubs all complete as per approved design, building specification and direction of E/I. | 16.59 | m3 | 139.58 | 2315.63
3 5.1.10 | Providing coarse clean sand in filling in foundation trenches or in plinth including ramming and watering in layers not exceeding 150 mm thick with all leads and lifts including cost of all materials, labour, royalty and taxes all complete as per building specification & direction of E/I. | 1.91 | m3 | 415.58 | 793.76
4 5.6.8 | Supplying and laying (properly as per design and drawing) rip-rap with good quality of boulders duly packed including the cost of materials, royalty all taxes etc. but excluding the cost of carriage all complete as per specification and direction of E/I. | 3.14 | m3 | 1438.96 | 4518.33
5 5.3.10 | Reinforced cement concrete work in walls (any thickness) including atteched plasters, buttresses plinth and string course, fillets, columns, pillars, piers, abutments, post, and struts etc above plinth level up to floor five level, excluding the cost of centering, shuttering, finishing and reinforcement.RCC 1:1.5:3 (1 Cement : 1.5 coarse sand zone(III): 3 graded stone aggregate 20mm nominal size) | 7.65 | m3 | 5891.97 | 45073.57
6 5.3.11 | Renforced cement conrete work in beams, suspended floors, having slopeup to 15' landing, balconies, shelves, chajjas, lintels, bands, plain windowsill ---------do----do-------E/I 1:1.5:3 (1 Cement : 1.5 coarse sand zone(III): 3 graded stone aggregate 20mm nominal size) | 3.82 | m3 | 6092.63 | 23273.85
7 (A)5.5.4 | Providing Tor steel reinforcement of 10 mm,12mm &16mm dia bars as per approved design and drawing excluding carriage of Rods (straight or in coils) to work site, cutting, bending and binding with annealed wire with cost of wire, removal of rust, placing the rods in position all complete as per building specification and direction of E/I. (a) 08mm dia | 0.364 | M.T. | 79086.94 | 28787.65
8 5.5.5(a) | (b)10mm dia | 0.547 | M.T. | 77259.94 | 42261.19
9 5.3.17.1 | Centering and Shuttering including strutting, propping etc and removal of from for Foundation , footing , bases of columns etc for mass concrete. | 62.73 | m2 | 184.61 | 11580.59
10 | Carriage of Materials
(i) | Sand (Lead Upto 49 km) | 4.93 | M3 | 786.44 | 3877.15
(ii) | Sand Local (Lead 13 KM) | 1.91 | M3 | 319.88 | 610.97
(iii) | Stone Boulder (Lead 36 KM) | 3.14 | M3 | 721.18 | 2264.51
(iv) | Stone Chips (Lead 22KM) | 9.87 | M3 | 436.52 | 4308.45
(v) | Earth (Lead 01 KM) | 16.59 | M3 | 177.1 | 2938.09
|  |  |  | TOTAL | 173719.8
Add 12% GST |  |  |  |  | 20846.38
Total | Total |  |  |  | 194566.18
Add 1 % L Cess | 1% L Cess |  |  |  | 1945.66
Total | Total |  |  |  | 196511.84
Say | Say |  |  |  | 196512

## Sheet5
RANCHI MUNICIPAL CORPORATION, RANCHI
BILL OF QUANTITY
Name of Work :- Construction of RCC Drain Khorha Toli Lane-1 from house of Vijay Bakhala to house of Shushma Gudiya under ward no-07
Sl. No. | Items of work | Qnty. | Unit | Rate | Amount
1 5.1.1 | Earth work in excavation in foundation trenches in ordinary soil (vide classification of soil item-A) and disposal of excavated earth as obtained to a distance up to 50 M. including all lifts, levelling, ramming the foundation trenches removing roots of trees, shrubs all complete as per approved design, building specification and direction of E/I. | 30.73 | m3 | 139.58 | 4289.29
2 5.1.10 | Providing coarse clean sand in filling in foundation trenches or in plinth including ramming and watering in layers not exceeding 150 mm thick with all leads and lifts including cost of all materials, labour, royalty and taxes all complete as per building specification & direction of E/I. | 3.54 | m3 | 415.58 | 1471.15
3 5.6.8 | Supplying and laying (properly as per design and drawing) rip-rap with good quality of boulders duly packed including the cost of materials, royalty all taxes etc. but excluding the cost of carriage all complete as per specification and direction of E/I. | 5.81 | m3 | 1438.96 | 8360.36
4 5.3.10 | Reinforced cement concrete work in walls (any thickness) including atteched plasters, buttresses plinth and string course, fillets, columns, pillars, piers, abutments, post, and struts etc above plinth level up to floor five level, excluding the cost of centering, shuttering, finishing and reinforcement.RCC 1:1.5:3 (1 Cement : 1.5 coarse sand zone(III): 3 graded stone aggregate 20mm nominal size) | 14.16 | m3 | 5891.97 | 83430.3
5 5.3.11 | Renforced cement conrete work in beams, suspended floors, having slopeup to 15' landing, balconies, shelves, chajjas, lintels, bands, plain windowsill ---------do----do-------E/I 1:1.5:3 (1 Cement : 1.5 coarse sand zone(III): 3 graded stone aggregate 20mm nominal size) | 7.08 | m3 | 6092.63 | 43135.82
6 (A)5.5.4 | Providing Tor steel reinforcement of 10 mm,12mm &16mm dia bars as per approved design and drawing excluding carriage of Rods (straight or in coils) to work site, cutting, bending and binding with annealed wire with cost of wire, removal of rust, placing the rods in position all complete as per building specification and direction of E/I. (A) 08mm dia | 0.675 | M.T. | 79086.94 | 53383.68
7 (B)5.5.5(a) | 10mm dia | 1.013 | M.T. | 77259.94 | 78264.32
7 5.3.17.1 | Centering and Shuttering including strutting, propping etc and removal of from for Foundation , footing , bases of columns etc for mass concrete. | 116.17 | m2 | 184.61 | 21446.14
8 | Carriage of Materials
(i) | Sand (Lead Upto 49 km) | 9.13 | M3 | 786.44 | 7180.2
(ii) | Sand Local (Lead 13 KM) | 3.54 | M3 | 319.88 | 1132.38
(iii) | Stone Boulder (Lead 36 KM) | 5.81 | M3 | 721.118 | 4189.7
(iv) | Stone Chips (Lead 22KM) | 18.27 | M3 | 436.52 | 7975.22
(v) | Earth (Lead 01 KM) | 30.73 | M3 | 177.1 | 5442.28
|  |  |  | TOTAL | 319700.84
Add 12% GST |  |  |  |  | 38364.1
Total | Total |  |  |  | 358064.94
Add 1 % L Cess | 1% L Cess |  |  |  | 3580.65
Total | Total |  |  |  | 361645.59
Say | Say |  |  |  | 361646

## Sheet6
RANCHI MUNICIPAL CORPORATION, RANCHI
BILL OF QUANTITY
Name of Work :-Construction of PCC Road at Sarna Toli near Kachhap Chowk under ward no-08
Sl. No. | Items of work | Qnty. | Unit | Rate | Amount
1. 5.1.1 | Earth work in excavation in foundation trenches in ordinary soil (vide classification of soil item-A) and disposal of excavated earth as obtained to a distance up to 50 M. including all lifts, levelling, ramming the foundation trenches removing roots of trees, shrubs all complete as per approved design, building specification and direction of E/I. | 82.84 | m3 | 139.58 | 11562.81
2 5.1.10 | Providing coarse clean sand in filling in foundation trenches or in plinth including ramming and watering in layers not exceeding 150 mm thick with all leads and lifts including cost of all materials, labour, royalty and taxes all complete as per building specification & direction of E/I. | 27.61 | m3 | 415.58 | 11474.16
3 5.6.8 WRD | Supplying and laying (properly as per design and drawing) rip-rap with good quality of boulders duly packed including the cost of materials, royalty all taxes etc. but excluding the cost of carriage all complete as per specification and direction of E/I. | 45.28 | m3 | 1438.96 | 65156.11
4 5.3.1.1 | Providing and laying in position cement concrete of specified grade excluding the cost of centering and shuttering - All work up to plinth level 1:1.5:3 (1 Cement : 1.5 coarse sand zone(III): 3 graded stone aggregate 20mm nominal size) | 55.23 | m3 | 4858.76 | 268349.31
5 5.3.17.1 | Centering and Shuttering including strutting, propping etc and removal of from for Foundation , footing , bases of columns etc for mass concrete. | 36.25 | m2 | 184.61 | 6692.1125
6 | Carriage of Materials
(i) | Sand (Lead Upto 49 km) | 23.75 | M3 | 786.44 | 18677.95
(ii) | Sand Local (Lead 13 KM) | 27.61 | M3 | 319.88 | 8831.89
(iii) | Stone Boulder (Lead 36 KM) | 45.28 | M3 | 721.18 | 32655.03
(iv) | Stone Chips (Lead 22KM) | 47.5 | M3 | 436.52 | 20734.7
(v) | Earth (Lead 01 KM) | 82.84 | M3 | 177.1 | 14670.96
|  |  |  | TOTAL | 458805.0325
Add 12% GST |  |  |  |  | 55056.6
Total | Total |  |  |  | 513861.6325
Add 1 % L Cess | 1% L Cess |  |  |  | 5138.62
Total | Total |  |  |  | 519000.2525
Say | Say |  |  |  | 519000

## Sheet7
RANCHI MUNICIPAL CORPORATION, RANCHI
BILL OF QUANTITY
Name of Work :- Construction of PCC Road & RCC Drain at Kokar HB road near Urban power house under ward no-08
Sl. No. | Items of work | Drain | Road | Qnty. | Unit | Rate | Amount
1 5.1.1 | Earth work in excavation in foundation trenches in ordinary soil (vide classification of soil item-A) and disposal of excavated earth as obtained to a distance up to 50 M. including all lifts, levelling, ramming the foundation trenches removing roots of trees, shrubs all complete as per approved design, building specification and direction of E/I. | 5.51 |  | 5.51 | M3 | 139.58 | 769.09
2 5.1.10 | Providing coarse clean sand in filling in foundation trenches or in plinth including ramming and watering in layers not exceeding 150 mm thick with all leads and lifts including cost of all materials, labour, royalty and taxes all complete as per building specification & direction of E/I. | 0.66 |  | 0.66 | M3 | 415.58 | 274.28
3 5.6.8 | Supplying and laying (properly as per design and drawing) rip-rap with good quality of boulders duly packed including the cost of materials, royalty all taxes etc. but excluding the cost of carriage all complete as per specification and direction of E/I. | 1.09 |  | 1.09 | M3 | 1438.96 | 1568.47
4 5.3.1.1 | Providing and laying in position cement concrete of specified grade excluding the cost of centering and shuttering - All work up to plinth level 1:1.5:3 (1 Cement : 1.5 coarse sand zone(III): 3 graded stone aggregate 20mm nominal size) | 0 | 19.12 | 19.12 | M3 | 4858.76 | 92899.49
5 5.3.10 | Reinforced cement concrete work in walls (any thickness) including atteched plasters, buttresses plinth and string course, fillets, columns, pillars, piers, abutments, post, and struts etc above plinth level up to floor five level, excluding the cost of centering, shuttering, finishing and reinforcement.RCC 1:1.5:3 (1 Cement : 1.5 coarse sand zone(III): 3 graded stone aggregate 20mm nominal size) | 2.37 |  | 2.37 | M3 | 5891.97 | 13963.97
6 5.3.11 | Renforced cement conrete work in beams, suspended floors, having slopeup to 15' landing, balconies, shelves, chajjas, lintels, bands, plain window sill ---------do----do-------E/I 1:1.5:3 (1 Cement : 1.5 coarse sand zone(III): 3 graded stone aggregate 20mm nominal size) | 0.87 |  | 0.87 | M3 | 6092.63 | 5300.59
7 5.5.4 | Providing Tor steel reinforcement of 10 mm,12mm &16mm dia bars as per approved design and drawing excluding carriage of Rods (straight or in coils) to work site, cutting, bending and binding with annealed wire with cost of wire, removal of rust, placing the rods in position all complete as per building specification and direction of E/I. (A) 08mm dia | 0.09 |  | 0.09 | M.T. | 79086.94 | 7117.82
9 5.5.5(a) | (B) 10mm dia | 0.14 |  | 0.14 | M.T. | 77259.94 | 10816.39
10 5.3.17.1 | Centering and Shuttering including strutting, propping etc and removal of from for Foundation , footing , bases of columns etc for mass concrete. | 34.65 | 12.55 | 47.2 | M2 | 184.61 | 8713.59
11 | Carriage of Materials |  |  | 0 |  |  | 0
(i) | Sand (Lead Upto 49 km) | 1.4 | 8.22 | 9.62 | M3 | 786.44 | 7565.55
(ii) | Sand Local (Lead 13 KM) | 0.66 |  | 0.66 | M3 | 319.88 | 211.12
(iii) | Stone Boulder (Lead 36 KM) | 1.09 |  | 1.09 | M3 | 721.18 | 786.09
(iv) | Stone Chips (Lead 22KM) | 2.79 | 16.44 | 19.23 | M3 | 436.52 | 8394.28
(v) | Earth (Lead 01 KM) | 5.51 |  | 5.51 | M3 | 177.1 | 975.82
[6 empty] | TOTAL | 159356.55
Add 12% GST | [6 empty] | 19122.79
Total | [6 empty] | 178479.34
Add 1 % L Cess | [6 empty] | 1784.79
Total | [6 empty] | 180264.13
Say | [6 empty] | 180264

## Sheet8
RANCHI MUNICIPAL CORPORATION, RANCHI
BILL OF QUANTITY
Name of Work :- Construction of RCC Hume pipe drain at Sarnatoli from house of Jageshwar to Bandhan Kujur's house under ward no-08
Sl. No. | Items of work | Qnty. | Unit | Rate | Amount
1 5.10.2 | Dismantling plain cement or lime concrete work including stacking serviceable materials in countable stacks within 15M.lead and disposal of unserviceable materials with all leads complete as per direction of E/I. | 14.87 | m3 | 878.79 | 13067.61
2 5.1.1 + 5.1.2 | Earth work in excavation in foundation trenches in ordinary soil (vide classification of soil item-A) and disposal of excavated earth as obtained to a distance up to 50 M. including all lifts, levelling, ramming the foundation trenches removing roots of trees, shrubs all complete as per approved design, building specification and direction of E/I. Extra for earthwork in hard soil as per specification & direction of E/I.(vide classification of soil item-B) | 136.69 | m3 | 153.84 | 21028.39
3 5.1.10 | Providing coarse clean sand in filling in foundation trenches or in plinth including ramming and watering in layers not exceeding 150 mm thick with all leads and lifts including cost of all materials, labour, royalty and taxes all complete as per building specification & direction of E/I. | 8.54 | m3 | 415.58 | 3549.05
4 5.6.8 WRD | Supplying and laying (properly as per design and drawing) rip-rap with good quality of boulders duly packed including the cost of materials, royalty all taxes etc. but excluding the cost of carriage all complete as per specification and direction of E/I. | 14.01 | m3 | 1438.96 | 20159.8296
5 5.3.1.2 | Providing and laying in position cement concrete of specified grade excluding the cost of centering and shuttering - All work up to plinth level 1:2:4 (1 Cement : 2 coarse sand zone(III): 4 graded stone aggregate 20mm nominal size) | 23.04 | m3 | 4492.36 | 103503.97
6 5.2.6 | Providing designation 75B brick work in C.M(1:6) in foundation and plinth -do- | 14.31 | m3 | 4975.78 | 71203.41
7 5.7.2 + 5.7.11 | Providing 12mm Thick cement plaster(1:4)-do-&Providing 1.5mm cement punning including curing,carriage of water with all leads and lifts as per building specification and direction of E/I | 30.54 | m2 | 213.79 | 6529.15
8 5.3.11 | Renforced cement conrete work in beams, suspended floors, having slopeup to 15' landing, balconies, shelves, chajjas, lintels, bands, plain windowsill ---------do----do-------E/I 1:1.5:3 (1 Cement : 1.5 coarse sand zone(III): 3 graded stone aggregate 20mm nominal size) | 6.18 | m3 | 6092.63 | 37652.4534
9 5.5.4+5.5.5 (a) | Providing Tor steel reinforcement of 10 mm,12mm &16mm dia bars as per approved design and drawing excluding carriage of Rods (straight or in coils) to work site, cutting, bending and binding with annealed wire with cost of wire, removal of rust, placing the rods in position all complete as per building specification and direction of E/I. (i) 08mm dia | 0.22 | M.T. | 79086.94 | 17399.1268
| (ii) 10mm dia 60% | 0.33 | M.T. | 77259.94 | 25495.7802
10 | Providing supplying of RCC Hume Pipe with collar as per ISS 458-1971 300mm dia NP2 Hume Pipe | 78.3 | m | 511.53 | 40052.799
11 | Labour for laying fitting &fixing of 300mm dia NP2 RCC Hume Pipe | 78.3 | m | 336.96 | 26383.968
12 5.1.7 | Filling in foundation trenches and pinth in layers not exceeding 150mm.thick well watered,rammed,fully compacted and fine dressed with earth obtained from excavation of foundation trenches within a lead of 50M and lift of 1.5M all complete as per building specification and direction of E/I(Mode of measurement compacted volue). | 48.32 | m2 | 50.82 | 2455.62
13 5.3.17.1 | Centering and Shuttering including strutting, propping etc and removal of from for Foundation , footing , bases of columns etc for mass concrete. | 23.87 | m2 | 184.61 | 4406.6407
14 | Carriage of materials
i | Sand (Lead Upto 49 km) | 18.3413 | M3 | 786.44 | 14424.3194
ii | Sand Local (Lead 13 KM) | 8.54 | M3 | 319.88 | 2731.7752
iii | Stone Boulder (Lead 36 KM) | 14.01 | M3 | 721.18 | 10103.7318
iv | Stone Chips (Lead 22KM) | 26.05 | M3 | 436.52 | 11371.346
v | Earth (Lead 01 KM) | 88.37 | M3 | 177.1 | 15650.327
|  |  |  | TOTAL | 447169.2971
Add 12% GST |  |  |  |  | 53660.32
Total | Total |  |  |  | 500829.6171
Add 1 % L Cess | 1% L Cess |  |  |  | 5008.3
Total | Total |  |  |  | 505837.9171
Say | Say |  |  |  | 505838

## Sheet9
RANCHI MUNICIPAL CORPORATION, RANCHI
BILL OF QUANTITY
Name of Work :- Improvement of PCC Road at Kokar Chunna Bhatta from Kuti Gali Kabadi Dukan to Sankalp Residency under ward no-08
Sl. No. | Items of work | Qnty. | Unit | Rate | Amount
1 5.3.1.1 | Providing and laying in position cement concrete of specified grade excluding the cost of centering and shuttering - All work up to plinth level 1:1.5:3 (1 Cement : 1.5 coarse sand zone(III): 3 graded stone aggregate 20mm nominal size) | 80 | m3 |  | 388700.8
2 5.3.17.1 | Centering and Shuttering including strutting, propping etc and removal of from for Foundation , footing , bases of columns etc for mass concrete. | 41.71 | m2 | 184.61 | 7700.0831
3 | Carriage of Materials
(i) | Sand (Lead Upto 49 km) | 34.4 | M3 | 786.44 | 27053.54
(ii) | Stone Chips (Lead 22KM) | 68.8 | M3 | 436.52 | 30032.58
|  |  |  | TOTAL | 453487.0031
Add 12% GST |  |  |  |  | 54418.44
Total | Total |  |  |  | 507905.4431
Add 1 % L Cess | 1% L Cess |  |  |  | 5079.05
Total | Total |  |  |  | 512984.4931
Say | Say |  |  |  | 512984

## Sheet10
RANCHI MUNICIPAL CORPORATION, RANCHI
BILL OF QUANTITY
Name of Work :- Construction of PCC road from latif khan house to mustafa khan house at bariyatu basti madrsha gali.
Sl. No. | Items of work | Qnty. | Unit | Rate | Amount
1 | Providing labour for cleaning of site as per specification and direction E/I. | 30 | Each | 330.4 | 9912
2 5.1.1 +5.1.2 BCD | Earth work in excavation in foundation trenches in ordinary soil (vide classification of soil item-A) and disposal of excavated earth as obtained to a distance up to 50 M. including all lifts, levelling,ramming the foundation trenches removing roots of trees, shrubs all complete as per approved design, building specification and direction of E/I | 52.1 | M3 | 153.84 | 8015.064
3 5.1.1 | Providing coarse clean sand in filling in foundation trenches or in plinth including ramming and watering in layers not exceeding 150 mm thick with all leads and lifts including cost of all materials ,labour, royalty and taxes all complete as per building specification and direction of E/I. | 11.13 | M3 | 415.58 | 4625.4054
4 5.6.8 | Supplying and laying (properly as per design and drawing ) rip-rap with good quality of boulders duty packed including the cost of materials royalty all taxes etc. but excluding the cost of carriage all complete as per specification and direction of E/I. | 18.7 | M3 | 1438.94 | 26908.178
5 5.3.2.1 | Providing PCC M 200 with nominal mix of (1:1.5:3) in foundation with approved quality of stone chips 20mm to 6mm size graded and clean coarse sand of F.M. 2.5 to 3 including screening, shuttering, mixing cement concrete in mixer and placing in position and ramming till compactin is achieved , curing side shuttering , taxes adn royalty all complete as per building specification and direction of E/I. | 22.26 | M3 | 4858.76 | 108155.9976
6 | Carriage of materials
i | Sand with lead of 49 km | 9.57 | M3 | 786.44 | 7526.2308
ii | Local sand 14 Km | 11.13 | M3 | 319.88 | 3560.2644
iii | Stone Boulder with lead of 36 km | 18.7 | M3 | 721.18 | 13486.066
iv | Stone chips with lead of 22 km | 19.15 | M3 | 436.52 | 8359.358
v | Earth (lead 01 KM) | 52.1 | M3 | 177.1 | 9226.91
|  |  |  | TOTAL | 199775.4742
|  |  |  | GST (12%) | 23973.0569
223748.5311
|  |  |  | L. CESS (1%) | 2237.4853
|  |  |  | SAY RS. | 225986.0164

## Sheet11
RANCHI MUNICIPAL CORPORATION, RANCHI
BILL OF QUANTITY
Name of Work :- laying of paver block road at dhela toli john's kerketta house to pcc road vai ram mandir in ward no-09.
Sl. No. | Items of work | Qnty. | Unit | Rate | Amount
1 5.1.1 + 5.1.2 | Earth work in excavation in foundation trenches in ordinary soil (vide classification of soil item-A) and disposal of excavated earth as obtained to a distance up to 50 M. including all lifts, levelling,ramming the foundation trenches removing roots of trees, shrubs all complete as per approved design, building specification and direction of E/I | 68.309 | m3 | 153.84 | 10508.66
2 5.1.1 | Providing coarse clean sand in filling in foundation trenches or in plinth including ramming and watering in layers not exceeding 150 mm thick with all leads and lifts including cost of all materials ,labour, royalty and taxes all complete as per building specification and direction of E/I. | 33.64 | M3 | 415.58 | 13980.1112
3 5.3.2 | Providing P.C.C M 150 in nominal mix (1:2:4) in foundation with approved quality of stone chips 20 mm to 6 mm size graded and clean coarse sand of F.M. 2.5 to 3 including screening, shuttering, mixing cement concrete in mixer and placing in position, vibrating, skirting, curring, taxes and royalty complete as per building specification and direction of E/I. | 2.242 | m3 | 4492.36 | 10071.87
4 16.91 DSR | Providing and laying factory made coloured chamfered edge Cement Concrete paver blocks In footpath,park &lawns drivewayor light & traffic parking etc of required strength,thickness & size/shape,made by table vibratory method using PU mould, laid in required colour & pattern over 50 mm thick compacted bed of fine sand,compacting and proper embedding/laying ofinter locking paver blocks into the sand bedding layer through vibratory compaction by using plate vibrator,filling the joints with jamuna sand and cutting of paver blocks as per required size and pattern,finishing and sweeping extra sand in footpath,parks,lawns,drive ways or light traffic parking etc. complete as permanufacturer's specifications & direction of Engineer-in-charge.80 mm thick C.C. paver block of M-30 grade with approved colour, design & pattern. 80 mm thick C.C. paver block of M-30 grade with approved color design and Rate incl.G.S.T 14.05%,1% L.Cess & 15% CP.+O.H(as per DSR2018 Rate Analysis) | 334.572 | m2 | 877.72 | 293660.54
5 | Carriage of Materials
i | Sand (Lead 16 KM) | 34.65 | M3 | 319.88 | 11083.842
ii | Stone Chips (Lead 20 KM) | 2.018 | M3 | 436.52 | 880.8974
iii | Earth (Lead 01 KM) | 68.309 | M3 | 177.1 | 12097.5239
| Total |  |  |  | 352283.4445
|  |  |  | GST (12%) | 42274.0133
394557.4578
|  |  |  | L. CESS (1%) | 3945.5746
|  |  |  | SAY RS. | 398503.0324

## Sheet12
RANCHI MUNICIPAL CORPORATION, RANCHI
BILL OF QUANTITY
NAME OF WORK - CONSTRUCTION OF RCC DRAIN AT RAJAB ALI LANE FROM CHARCH LANE TO PRINCE BEKRI UNDER WARD NO 15 UNDER RANCHI MUNICIPAL CORPORATION.
Sl No. | PARTICULARS OR ITEM OF WORKS | Quantity | Unit | Rate in Rs. | Amount in Rs.
1 | Providing man days for site clearence before and after the work etc. | 8 | Each | 330.4 | 2643.2
2. 5.10.1 | Dismantling of Pucca brick or lime work Including stacking the serviceable material and disposal of unserviceable material to all leads……do….all complete. | 9.41 | M³ | 497.98 | 4686
3. (.J.B.C.D.5.1.1.+5.1.2.) | Earthwork in excavation in foundation trenches in ordinary soil (vide classification of soil item -A) and disposal of excavated earth as obtained to a distance upto 50 m including all lifts,levelling,ramming the foundation trenches,removing roots of trees,shrubs all complete as per approved design,building specification and direction of E/I+Extra for earthworkin hard soil as per specification and direction of E/I.(vide classification of soil item-B) | 75.62 | M³ | 139.58 | 10555.04
4. (J.B.C.D.-5.1.10) | Providing coarse clean sand in filling in foundation trenches or in plinth including ramming and watering in layers not exceeding 150 mm thick with all leads and lifts including cost of materials , labour , royalty and taxes all complete as per specification and direction of E/I. ( Mode of measurement compacted volume. ) | 7.08 | M³ | 415.58 | 2942.31
5. (J.B.C.D.-8.6.8) | Supplying and laying (properly as per design and drawing )rip-rap with good quality of boulders duly packed including the cost of materials,royalty all taxes etc.but excluding the cost of carriage, all complete as per specification and direction of E/I. | 11.89 | M³ | 1438.96 | 17109.23
6. J.B.C.D.5.3.10 | Reinfoced cement concrete work in wall(any thickness),including attached pilasters buttressed,plinth and string course,fillets,columns,pillers,piers,abutments,post and struts etc. above plinth level up to floor five level,excluding cost of centring,shuttring,finishing and reinforcements:1:1.5:3(1cement:1.5 coarse sand(zone-lll):3 grade stone agreegate 20mm nominal size)..........do…..all complete as per specification and direction of E/I. | 31.15 | M³ | 5891.97 | 183534.87
7. J.B.C.D.5.3.11 | Reinfoced cement concrete work in beam,suspanded floor,roof having slope up to 15olandings,balconies,shelves,chajja,lintels,bands plain window sills,staircases and sprial stair cases above plinth level up to floor five level,excluding cost of centring,shuttring,finishing and reinforcements:1:1.5:3(1cement:1.5 coarse sand(zone-lll):3 grade stone agreegate 20mm nominal size)..........do…..all complete as per specification and direction of E/I. | 14.16 | M³ | 6092.63 | 86271.64
08. 5.3.17.1 | Centring and shuttring including strutting,propping etc. and removal of from for Foundation, footings,bases of column,etc for mass concrete | 148.7 | m2 | 184.61 | 27452
09. (J.B.C.D.-5.5.5 | Providing Tor steel reinforcement of 10mm dia bars as per approved design and drawing -----do-----do----- | 2.23 | MT | 77259.94 | 172289.67
10 (J.B.C.D.- 5.5.4 | Providing Tor steel reinforcement of 8mm dia bars as per approved design and drawing -----do-----do----- | 1.5 | MT | 79086.94 | 118630.41
11 | CARRIAGE OF MATERIALS
i | SAND-LEAD-49km | 19.48 | M³ | 786.44 | 15319.85
ii | SAND LOCAL-LEAD-13KM | 7.08 | M³ | 319.88 | 2264.75
iii | CHIPS-LEAD-22km | 38.97 | M³ | 436.52 | 17011.18
iv | BOULDER-LEAD-36KM | 11.89 | M³ | 721.18 | 8574.83
v | EARTH-LEAD-1km | 75.62 | M³ | 177.1 | 13392.3
|  | Total |  |  | 682677.28
|  | Add 12% GST |  |  | 81921.27
|  | Total |  |  | 764598.55
|  | Add 1% Labour cess |  |  | 7645.99
|  | G.Total |  |  | 772244.54
|  | Say |  |  | 772245

## Sheet13
RANCHI MUNICIPAL CORPORATION, RANCHI
BILL OF QUANTITY
Name of Work :- Construction of PCC road in Millat colony under ward no -16.
Sl. No. | Items of work | Qnty. | Unit | Rate | Amount
1 | Providing man days for site clearence before and after the work etc. | 10 | Each | 330.4 | 3304
2 5.8.6 | Supplying and laying (properly as per design and drawing) rip-rap with good quality of boulders duly packed including the cost of materials, royalty all taxes etc. but excluding the cost of carriage all complete as per specification and direction of E/I. | 8.27 | M3 | 1438.96 | 11900.2
3 J.B.C.D .5.3.2.1 | Providing P.C.C.M-200 in nominal mix of (1:1.5:3) in foundation with approved quality of stone chips 20mm to 6mm size graded and clean coarse sand of F.M.2.5 to 3 including screening, shuttering,mixing cement concrete in mixer and placing in position, vibrating,striking, curing taxes and royalty all complete as per specification and direction of E/I. | 111.16 | M³ | 4858.76 | 540099.7616
4 5.3.17.1 | Centering and Shuttering including struting,propping etc and removal of from for Foundation, footing s bases of Coloumns etc for mass Concrete. | 88.29 | M2 | 184.61 | 16299.22
5 | CARRIAGE OF MATERIALS
i | SAND-LEAD-49KM | 47.7 | M³ | 786.44 | 37513.188
ii | CHIPS-LEAD-22KM | 95.4 | M³ | 436.52 | 41644.008
iii | STONE BOULDER-36KM | 8.27 | M³ | 721.18 | 5964.1586
|  |  |  | TOTAL | 656724.5362
|  |  |  | GST (12%) | 78806.9443
735531.4805
|  |  |  | L. CESS (1%) | 7355.3148
|  |  |  | TOTAL | 742886.7953

## Sheet14
RANCHI MUNICIPAL CORPORATION, RANCHI
BILL OF QUANTITY
Name of Work :- Construction of RCC Drain Pathal Kudwa chowk to islam nagar Under Ward No-16.
Sl. No. | Items of work | Qnty. | Unit | Rate | Amount
1 5.1.1 +5.1.2 BCD | Earth work in excavation in foundation trenches in ordinary soil (vide classification of soil item-A) and disposal of excavated earth as obtained to a distance up to 50 M. including all lifts, levelling,ramming the foundation trenches removing roots of trees, shrubs all complete as per approved design, building specification and direction of E/I. (vide classification of soil item-B) | 84.05 | M3 | 153.84 | 12930.25
2 5.1.10 | Providing coarse clean sand in filling in foundation trenches or in plinth including ramming and watering in layers not exceeding 150 mm thick with all leads and lifts including cost of all materials, labour, royalty and taxes all complete as per building specification & direction of E/I. | 6.82 | M3 | 415.58 | 2834.26
3 5.8.6 | Supplying and laying (properly as per design and drawing) rip-rap with good quality of boulders duly packed including the cost of materials, royalty all taxes etc. but excluding the cost of carriage all complete as per specification and direction of E/I. | 11.3603 | M3 | 1438.96 | 16347 | 16347
4 5.3.2.1 | Providing P.C.C M 200 in nominal mix (1:1.5:3) in foundation with approved quality of stone chips 20 mm to 6 mm size graded and clean coarse sand of F.M. 2.5 to 3 including screening, shuttering, mixing cement concrete in mixer and placing in position, vibrating, skirting, curring, taxes and royalty complete as per building specification and direction of E/I. | 27.72 | M3 | 5810.71 | 161072.88
5 5.3.30.1 | Providing R.C.C. M-200 with nominal mix of (1:1.5:3) in slab of desired size with approved quality of stone chips and clean coarse sand of F.M. 2.5 to 3 excluding cost of shuttering finishing and reinforcement all complete as per building specifications and direction of E/I. | 13.6 | M3 | 6092.63 | 82859.77
6 5.5.4 | Providing Tor steel reinforcement of 8 mm dia bars as per approved design and drawing excluding carriage of Rods (straight or in coils) to work site, cutting, bending and binding with annealed wire with cost of wire, removal of rust, placing the rods in position all complete as per building specification and direction of E/I. | 1.34 | MT | 79086.94 | 105976.4996
7 5.5.5(a) | Providing Tor steel reinforcement of 10 mm,12 mm & 16 mm dia bars as per approved design and drawing excluding carriage of Rods (straight or in coils) to work site, cutting, bending and binding with annealed wire with cost of wire, removal of rust, placing the rods in position all complete as per building specification and direction of E/I. | 2.19 | MT | 77259.94 | 169199.27
8 5.3.17.1 | Centering and Shuttering including struting,propping etc and removal of from for Foundation, footing s bases of Coloumns etc for mass Concrete. | 280.28 | M2 | 184.61 | 51742.49
9 | Carriage of materials
i | Sand with lead of 49 km | 17.77 | M3 | 786.44 | 13975.0388
ii | Local sand 14 Km | 6.82 | M3 | 319.88 | 2181.5816
iii | Stone Boulder with lead of 36 km | 11.36 | M3 | 721.18 | 8192.6048
iv | Stone chips with lead of 22 km | 35.54 | M3 | 436.52 | 15513.9208
v | Earth (lead 01 KM) | 84.037 | M3 | 177.1 | 14882.9527
Total |  |  |  |  | 657708.5183
|  |  |  | GST (12%) | 78925.0222
736633.5405
|  |  |  | L. CESS (1%) | 7366.3354
|  |  |  | TOTAL | 743999.8759

## Sheet15
RANCHI MUNICIPAL CORPORATION, RANCHI
BILL OF QUANTITY
Name of Work :- construction of RCC Drain at Pathalkudwa, deputy lane neelam kujur house to paskal ekka house and md. Firoj house to md. Mumtaj house Under Ward No-17.
Sl. No. | Items of work | Qnty. | Unit | Rate | Amount
1 5.10.2 | Dismantling Plain Cement or lime work …do… ..all complete as per ……….E/I. | 12.18 | m3 | 878.79 | 10703.66
2 5.1.1 +5.1.2 BCD | Earth work in excavation in foundation trenches in ordinary soil (vide classification of soil item-A) and disposal of excavated earth as obtained to a distance up to 50 M. including all lifts, levelling,ramming the foundation trenches removing roots of trees, shrubs all complete as per approved design, building specification and direction of E/I | 65.03 | M3 | 153.84 | 10004.2152
3 5.1.10 | Providing coarse clean sand in filling in foundation trenches or in plinth including ramming and watering in layers not exceeding 150 mm thick with all leads and lifts including cost of all materials ,labour, royalty and taxes all complete as per building specification and direction of E/I. | 6.09 | M3 | 415.58 | 2530.8822
4 5.6.8 | Supplying and laying (properly as per design and drawing ) rip-rap with good quality of boulders duty packed including the cost of materials royalty all taxes etc. but excluding the cost of carriage all complete as per specification and direction of E/I. | 10.15 | M3 | 1438.96 | 14605.444
4 5.3.2.1 | Providing PCC M 200 with nominal mix of (1:1.5:3) in foundation with approved quality of stone chips 20mm to 6mm size graded and clean coarse sand of F.M. 2.5 to 3 including screening, shuttering, mixing cement concrete in mixer and placing in position and ramming till compactin is achieved , curing side shuttering , taxes adn royalty all complete as per building specification and direction of E/I. | 12.18 | M3 | 4858.76 | 59179.6968
5 5.3.10 | Providing RCC-M200 with nominal mix of (1:1.5:3) in foundation and plinth with approved quality of stone --do--all complete as per drawing and Technical specification. . | 18.27 | M3 | 5891.97 | 107646.2919
6 5.3.11 | Providing R.C.C. M-200 with nominal mix of (1:1.5:3) in slab of desired size with approved quality of stone chips and clean coarse sand of F.M. 2.5 to 3 excluding cost of shuttering finishing and reinforcement all complete as per building specifications and direction of E/I. | 12.18 | M3 | 6092.63 | 74208.2334
7 5.3.17.1 | Centring and shuttering including strutting ,propping etc and removal of form from Foundations,footings,base of column etc | 319.7 | M2 | 184.61 | 59019.817
8 5.5.5 | Providing Tor steel reinforcement of 10 mm,12 mm & 16 mm dia bars as per approved design and drawing excluding carriage of Rods (straight or in coils) to work site, cutting, bending and binding with annealed wire with cost of wire, removal of rust, placing the rods in position all complete as per building specification and direction of E/I. | 3.98 | MT | 77259.94 | 307494.5612
9 | Carriage of materials
i | Sand with lead of 49 km | 18.33 | M3 | 893.67 | 16380.9711
ii | Sand localead 14 km | 6.09 | M3 | 363.98 | 2216.6382
iii | Stone Boulder with lead of 36 km | 10.15 | M3 | 819.59 | 8318.8385
iv | Stone chips with lead of 22 km | 36.66 | M3 | 496.4 | 18198.024
v | Earth (lead 01 KM) | 65.03 | M3 | 177.1 | 11516.813
|  |  |  | TOTAL | 702024.0865
|  |  |  | GST (12%) | 84242.8904
786266.9769
|  |  |  | L. CESS (1%) | 7862.6698
|  |  |  | SAY RS. | 794129.6466

## Sheet16
RANCHI MUNICIPAL CORPORATION, RANCHI
BILL OF QUANTITY
Name of Work :- construction of RCC road at pathalkudwa church lane md. Akil house to md. Nazir house and near imran house.
Sl. No. | Items of work | Qnty. | Unit | Rate | Amount
1 | Providing labour for cleaning of site as per specification and direction E/I. | 5 | Each | 330.4 | 1652
2 5.1.1 +5.1.2 BCD | Earth work in excavation in foundation trenches in ordinary soil (vide classification of soil item-A) and disposal of excavated earth as obtained to a distance up to 50 M. including all lifts, levelling,ramming the foundation trenches removing roots of trees, shrubs all complete as per approved design, building specification and direction of E/I | 23.72 | M3 | 153.84 | 3649.0848
3 5.1.10 | Providing coarse clean sand in filling in foundation trenches or in plinth including ramming and watering in layers not exceeding 150 mm thick with all leads and lifts including cost of all materials ,labour, royalty and taxes all complete as per building specification and direction of E/I. | 8.85 | M3 | 415.58 | 3677.883
4 5.6.8 | Supplying and laying (properly as per design and drawing ) rip-rap with good quality of boulders duty packed including the cost of materials royalty all taxes etc. but excluding the cost of carriage all complete as per specification and direction of E/I. | 14.51 | M3 | 1438.96 | 20879.3096
5 5.3.2.1 | Providing PCC M 200 with nominal mix of (1:1.5:3) in foundation with approved quality of stone chips 20mm to 6mm size graded and clean coarse sand of F.M. 2.5 to 3 including screening, shuttering, mixing cement concrete in mixer and placing in position and ramming till compactin is achieved , curing side shuttering , taxes adn royalty all complete as per building specification and direction of E/I. | 17.7 | M3 | 4858.76 | 86000.052
6 5.3.17.1 | Centring and shuttering including strutting ,propping etc and removal of form from Foundations,footings,base of column etc | 23.23 | M2 | 184.61 | 4288.4903
7 | Carriage of materials
i | Sand with lead of 49 km | 268.75 | M3 | 893.67 | 240173.8125
ii | Sand localead 14 km | 8.85 | M3 | 363.98 | 3221.223
iii | Stone Boulder with lead of 36 km | 14.51 | M3 | 819.59 | 11892.2509
iv | Stone chips with lead of 22 km | 537.5 | M3 | 496.4 | 266815
v | Earth (lead 01 KM) | 23.72 | M3 | 177.1 | 4200.812
|  |  |  | TOTAL | 646449.9181
|  |  |  | GST (12%) | 77573.9902
724023.9083
|  |  |  | L. CESS (1%) | 7240.2391
|  |  |  | SAY RS. | 731264.1474

## Sheet17
RANCHI MUNICIPAL CORPORATION, RANCHI
BILL OF QUANTITY
Name of Work :- Construction of RCC Drain from punjabi kitchen to aunty lodge at P.N. Bose Muhalla.
Sl. No. | Items of work | Qnty. | Unit | Rate | Amount
1 | Providing labour for cleaning of site as per specification and direction E/I. | 20 | Each | 330.4 | 6608
2 5.10.1 | Dismantling of Pucca brick or lime work ……do….all complete. | 28.2 | m3 | 497.98 | 14043.036
3 5.10.2 | Dismantling Plain Cement or lime work …do… ..all complete as per ……….E/I. | 14.02 | m3 | 878.79 | 12320.64
4 5.1.1 +5.1.2 BCD | Earth work in excavation in foundation trenches in ordinary soil (vide classification of soil item-A) and disposal of excavated earth as obtained to a distance up to 50 M. including all lifts, levelling,ramming the foundation trenches removing roots of trees, shrubs all complete as per approved design, building specification and direction of E/I | 88.49 | M3 | 153.84 | 13613.3016
5 5.1.10 | Providing coarse clean sand in filling in foundation trenches or in plinth including ramming and watering in layers not exceeding 150 mm thick with all leads and lifts including cost of all materials ,labour, royalty and taxes all complete as per building specification and direction of E/I. | 8.85 | M3 | 415.58 | 3677.883
6 8.6.8 | Supplying and laying (properly as per design and drawing ) rip-rap with good quality of boulders duty packed including the cost of materials royalty all taxes etc. but excluding the cost of carriage all complete as per specification and direction of E/I. | 14.87 | M3 | 1336.28 | 19870.4836
7 5.3.17.1 | Centring and shuttering including strutting ,propping etc and removal of form from Foundations,footings,base of column etc | 255.58 | M2 | 184.61 | 47182.6238
8 5.3.10 | Providing RCC-M200 with nominal mix of (1:1.5:3) in foundation and plinth with approved quality of stone --do--all complete as per drawing and Technical specification. . | 33.02 | M3 | 5891.97 | 194552.8494
9 5.3.11 | Providing R.C.C. M-200 with nominal mix of (1:1.5:3) in slab of desired size with approved quality of stone chips and clean coarse sand of F.M. 2.5 to 3 excluding cost of shuttering finishing and reinforcement all complete as per building specifications and direction of E/I. | 17.7 | M3 | 6092.63 | 107839.551
10 5.5.5 | Providing Tor steel reinforcement of 10 mm,12 mm & 16 mm dia bars as per approved design and drawing excluding carriage of Rods (straight or in coils) to work site, cutting, bending and binding with annealed wire with cost of wire, removal of rust, placing the rods in position all complete as per building specification and direction of E/I. | 3.9 | MT | 77259.94 | 301313.766
11 | Carriage of materials
i | Sand with lead of 49 km | 21.81 | M3 | 893.67 | 19490.9427
ii | Local Sand with lead of 13 km | 8.85 | M3 | 363.67 | 3218.4795
iii | Stone Boulder with lead of 36 km | 14.87 | M3 | 819.59 | 12187.3033
iv | Stone chips with lead of 22 km | 43.62 | M3 | 496.97 | 21677.8314
v | Earth (lead 01 KM) | 88.49 | M3 | 177.1 | 15671.579
|  |  |  | TOTAL | 793268.2703
|  |  |  | GST (12%) | 95192.1924
888460.4627
|  |  |  | L. CESS (1%) | 8884.6046
|  |  |  | SAY RS. | 897345.0674

## Sheet18
RANCHI MUNICIPAL CORPORATION, RANCHI
BILL OF QUANTITY
Name of Work :- construction of RCC Drain at Pathalkudwa, church lane md. Akil house to md. Nazir house and near imran house.
Sl. No. | Items of work | Qnty. | Unit | Rate | Amount
1 5.10.2 | Dismantling Plain Cement or lime work …do… ..all complete as per ……….E/I. | 10.62 | m3 | 878.79 | 9332.75
2 5.1.1 +5.1.2 BCD | Earth work in excavation in foundation trenches in ordinary soil (vide classification of soil item-A) and disposal of excavated earth as obtained to a distance up to 50 M. including all lifts, levelling,ramming the foundation trenches removing roots of trees, shrubs all complete as per approved design, building specification and direction of E/I | 30.73 | M3 | 153.84 | 4727.5032
3 5.1.10 | Providing coarse clean sand in filling in foundation trenches or in plinth including ramming and watering in layers not exceeding 150 mm thick with all leads and lifts including cost of all materials ,labour, royalty and taxes all complete as per building specification and direction of E/I. | 3.54 | M3 | 415.58 | 1471.1532
4 5.6.8 | Supplying and laying (properly as per design and drawing ) rip-rap with good quality of boulders duty packed including the cost of materials royalty all taxes etc. but excluding the cost of carriage all complete as per specification and direction of E/I. | 5.9 | M3 | 1438.96 | 8489.864
4 5.3.2.1 | Providing PCC M 200 with nominal mix of (1:1.5:3) in foundation with approved quality of stone chips 20mm to 6mm size graded and clean coarse sand of F.M. 2.5 to 3 including screening, shuttering, mixing cement concrete in mixer and placing in position and ramming till compactin is achieved , curing side shuttering , taxes adn royalty all complete as per building specification and direction of E/I. | 7.08 | M3 | 4858.76 | 34400.0208
5 5.3.10 | Providing RCC-M200 with nominal mix of (1:1.5:3) in foundation and plinth with approved quality of stone --do--all complete as per drawing and Technical specification. . | 7.08 | M3 | 5891.97 | 41715.1476
6 5.3.11 | Providing R.C.C. M-200 with nominal mix of (1:1.5:3) in slab of desired size with approved quality of stone chips and clean coarse sand of F.M. 2.5 to 3 excluding cost of shuttering finishing and reinforcement all complete as per building specifications and direction of E/I. | 7.08 | M3 | 6092.63 | 43135.8204
7 5.3.17.1 | Centring and shuttering including strutting ,propping etc and removal of form from Foundations,footings,base of column etc | 139.41 | M2 | 184.61 | 25736.4801
8 5.5.5 | Providing Tor steel reinforcement of 10 mm,12 mm & 16 mm dia bars as per approved design and drawing excluding carriage of Rods (straight or in coils) to work site, cutting, bending and binding with annealed wire with cost of wire, removal of rust, placing the rods in position all complete as per building specification and direction of E/I. | 2 | MT | 77259.94 | 154519.88
9 | Carriage of materials
i | Sand with lead of 49 km | 6.09 | M3 | 893.67 | 5442.4503
ii | Sand localead 14 km | 3.54 | M3 | 363.98 | 1288.4892
iii | Stone Boulder with lead of 36 km | 5.9 | M3 | 819.59 | 4835.581
iv | Stone chips with lead of 22 km | 12.18 | M3 | 496.4 | 6046.152
v | Earth (lead 01 KM) | 30.73 | M3 | 177.1 | 5442.283
|  |  |  | TOTAL | 346583.5748
|  |  |  | GST (12%) | 41590.029
388173.6038
|  |  |  | L. CESS (1%) | 3881.736
|  |  |  | SAY RS. | 392055.3398

## Sheet19
RANCHI MUNICIPAL CORPORATION, RANCHI
BILL OF QUANTITY
Name of Work :- construction of RCC Drain Toyota showroom ke bagal me from oshni manjhi to big drain Under Ward No-18.
Sl. No. | Items of work | Qnty. | Unit | Rate | Amount
1 | Providing labour for cleaning of site as per specification and direction E/I. | 10 | Each | 330.4 | 3304
2 5.1.1 + 5.1.2 BCD | Earth work in excavation in foundation trenches in ordinary soil (vide classification of soil item-A) and disposal of excavated earth as obtained to a distance up to 50 M. including all lifts, levelling,ramming the foundation trenches removing roots of trees, shrubs all complete as per approved design, building specification and direction of E/I | 34 | M3 | 153.84 | 5230.56
3 5.1.10 | Providing coarse clean sand in filling in foundation trenches or in plinth including ramming and watering in layers not exceeding 150 mm thick with all leads and lifts including cost of all materials ,labour, royalty and taxes all complete as per building specification and direction of E/I. | 2.86 | M3 | 415.58 | 1188.5588
4 5.6.8 | Supplying and laying (properly as per design and drawing ) rip-rap with good quality of boulders duty packed including the cost of materials royalty all taxes etc. but excluding the cost of carriage all complete as per specification and direction of E/I. | 4.8 | M3 | 1438.96 | 6907.008
5 5.3.9.1 | Providing and laying in position specified grade of reinforced cement concrete, excluding the cost of centering, shuttering, finishing and reinfocement all work up to plinth level 1:1.5:3 (1 cement :1.5 coars sand (zone-iii): 3 graded stone aggregate 20mm nominal size) | 11.1 | M3 | 5094.36 | 56547.396
6 5.3.11 | Providing R.C.C. M-200 with nominal mix of (1:1.5:3) in slab of desired size with approved quality of stone chips and clean coarse sand of F.M. 2.5 to 3 excluding cost of shuttering finishing and reinforcement all complete as per building specifications and direction of E/I. | 5.38 | M3 | 6092.63 | 32778.3494
7 5.3.17.1 | Centring and shuttering including strutting ,propping etc and removal of form from Foundations,footings,base of column etc | 113.38 | M2 | 184.61 | 20931.0818
8 5.5.5 | Providing Tor steel reinforcement of 10 mm,12 mm & 16 mm dia bars as per approved design and drawing excluding carriage of Rods (straight or in coils) to work site, cutting, bending and binding with annealed wire with cost of wire, removal of rust, placing the rods in position all complete as per building specification and direction of E/I. | 1.455 | MT | 77259.94 | 112413.2127
9 | Carriage of materials
i | Disposal excavated earth up to 01 KM | 34 | M3 | 177.1 | 6021.4
ii | Local Sand with lead of 14 km | 2.86 | M3 | 319.88 | 914.8568
iii | Sand with lead of 49 km | 7.09 | M3 | 786.44 | 5575.8596
iv | S/Chips with lead of 22 km | 14.17 | M3 | 436.52 | 6185.4884
v | Stone Boulder with lead of 36 km | 4.8 | M3 | 721.18 | 3461.664
|  |  |  | TOTAL | 261459.4355
|  |  |  | GST (12%) | 31375.1323
292834.5678
|  |  |  | L. CESS (1%) | 2928.3457
|  |  |  | SAY RS. | 295762.9134

## Sheet20
RANCHI MUNICIPAL CORPORATION, RANCHI
BILL OF QUANTITY
Name of Work :- Construction of RCC drain with cover in upper Bajartand near Churuwala under ward no 20.
Sl. No. | Items of work | Qnty. | Unit | Rate | Amount
1 | Labour for cleaning the work site before and after work and head load etc | 5 | Each | 330.4 | 1652
2 5.1.1 +5.1.2 BCD | Earth Work Excavation for structure as per technical specification clause 305.1 including setting out ,construction of shoring and brading in foundation trenches complete as per drawing and Technical specification. | 111.87 | M3 | 153.84 | 17210.0808
3 5.1.1 | Providing coarse clean sand in filling in foundation trenches or in plinth including ramming and watering in layers not exceeding 150 mm thick with all leads and lifts including cost of all materials ,labour, royalty and taxes all complete as per building specification and direction of E/I. | 8.85 | M3 | 415.58 | 3677.883
4 8.6.8 | Supplying and laying (properly as per design and drawing ) rip-rap with good quality of boulders duty packed including the cost of materials royalty all taxes etc. but excluding the cost of carriage all complete as per specification and direction of E/I. | 14.73 | M3 | 1336.28 | 19683.4044
5 5.3.10 | Providing RCC-M200 with nominal mix of (1:1.5:3) in foundation and plinth with approved quality of stone --do--all complete as per drawing and Technical specification. . | 38.94 | M3 | 5891.97 | 229433.3118
6 5.5.11 | Supplying fitting and fixing M.S grill gate with M.S grills made of 20X6 mm M.S flats or 16mm M.S square bars fitted on 25X25X6mm M.S Angle frame -do-(when steel is not supplied by the deptt.) | 250 | KG | 104.62 | 26155
7 5.3.11 | Providing R.C.C. M-200 with nominal mix of (1:1.5:3) in slab of desired size with approved quality of stone chips and clean coarse sand of F.M. 2.5 to 3 excluding cost of shuttering finishing and reinforcement all complete as per building specifications and direction of E/I. | 16.99 | M3 | 6092.63 | 103513.7837
8 5.3.17.1 | Centring and shuttering including strutting ,propping etc and removal of form from Foundations,footings,base of column etc | 436.8 | M2 | 184.61 | 80637.648
9 5.5.5 | Providing Tor steel reinforcement of 10mm dia bars as per approved design and drawing excluding carriage of Rods (straight or in coils) to work site ,cutting bending and binding with annealed wire with cost of wire ,removal of rust ,placing the rods in position all complete as per building specification and direction of E/I. | 3.95 | MT | 77259.94 | 305176.763
10 | Carriage of materials
i | Sand with lead of 49 km | 24.05 | M3 | 893.67 | 21492.7635
ii | Sand local lead 13 km | 8.85 | M3 | 363.98 | 3221.223
iii | Stone Boulder with lead of 36 km | 14.73 | M3 | 819.59 | 12072.5607
iv | Stone chips with lead of 22 km | 48.1 | M3 | 496.4 | 23876.84
v | Earth (lead 01 KM) | 111.87 | M3 | 177.1 | 19812.177
|  |  |  | TOTAL | 867615.4389
|  |  |  | GST (12%) | 104113.8527
971729.2916
|  |  |  | L. CESS (1%) | 9717.2929
|  |  |  | TOTAL | 981446.5845

## Sheet21
RANCHI MUNICIPAL CORPORATION, RANCHI
BILL OF QUANTITY
Name of Work :- Construction of RCC drain with cover behing Lal house Ranchi express gali by lane and from house of Jitendra Singh to Kart Saray road near Ram Mandir Garikhana under ward no 20.
Sl. No. | Items of work | Qnty. | Unit | Rate | Amount
1 | Providing labour for cleaning of site as per specification and direction E/I. | 8 | Each | 330.4 | 2643.2
4 5.1.1 +5.1.2 BCD | Earth work in excavation in foundation trenches in ordinary soil (vide classification of soil item-A) and disposal of excavated earth as obtained to a distance up to 50 M. including all lifts, levelling,ramming the foundation trenches removing roots of trees, shrubs all complete as per approved design, building specification and direction of E/I | 100.68 | M3 | 153.84 | 15488.6112
5 5.1.10 | Providing coarse clean sand in filling in foundation trenches or in plinth including ramming and watering in layers not exceeding 150 mm thick with all leads and lifts including cost of all materials ,labour, royalty and taxes all complete as per building specification and direction of E/I. | 7.97 | M3 | 415.58 | 3312.1726
5 8.6.8 | Supplying and laying (properly as per design and drawing ) rip-rap with good quality of boulders duty packed including the cost of materials royalty all taxes etc. but excluding the cost of carriage all complete as per specification and direction of E/I. | 13.25 | M3 | 1336.28 | 17705.71
7 5.3.10 | Providing RCC-M200 with nominal mix of (1:1.5:3) in foundation and plinth with approved quality of stone --do--all complete as per drawing and Technical specification. . | 22.3 | M3 | 5891.97 | 131390.931
11 5.5.11 | Supplying, fitting and fixing steel gate with 16mm dia M.S bars at 15cm centres with spear shaped top ends projected 225mm beyond frame fitted on 40x40x6mm M.S. Angle frame of size 60x60x6mm including cost of fabrication, providing necessary locking arrangements with haskel and domny duly fixed in P.C.C. (1:2:4) blocks of required size, applying priming coat of red lead over steel work, taxes all complete as per drawing, specification and direction of E/l. | 125 | KG | 104.62 | 13077.5
8 5.3.11 | Providing R.C.C. M-200 with nominal mix of (1:1.5:3) in slab of desired size with approved quality of stone chips and clean coarse sand of F.M. 2.5 to 3 excluding cost of shuttering finishing and reinforcement all complete as per building specifications and direction of E/I. | 14.87 | M3 | 6092.63 | 90597.4081
6 5.3.17.1 | Centring and shuttering including strutting ,propping etc and removal of form from Foundations,footings,base of column etc | 364.31 | M2 | 184.61 | 67255.2691
10 5.5.5 | Providing Tor steel reinforcement of 10 mm,12 mm & 16 mm dia bars as per approved design and drawing excluding carriage of Rods (straight or in coils) to work site, cutting, bending and binding with annealed wire with cost of wire, removal of rust, placing the rods in position all complete as per building specification and direction of E/I. | 2.95 | MT | 77259.94 | 227916.823
12 | Carriage of materials
i | Sand with lead of 49 km | 15.98 | M3 | 893.67 | 14280.8466
ii | Sand local lead 13 km | 7.97 | M3 | 363.98 | 2900.9206
iii | Stone Boulder with lead of 36 km | 13.25 | M3 | 819.59 | 10859.5675
iv | Stone chips with lead of 22 km | 31.97 | M3 | 496.4 | 15869.908
v | Earth (lead 01 KM) | 100.68 | M3 | 177.1 | 17830.428
|  |  |  | TOTAL | 631129.2957
|  |  |  | GST (12%) | 75735.5155
706864.8112
|  |  |  | L. CESS (1%) | 7068.6481
|  |  |  | TOTAL | 713933.4593

## Sheet22
RANCHI MUNICIPAL CORPORATION, RANCHI
BILL OF QUANTITY
Name of Work :- Construction of Drain at Dhela toli from sonu singh house to infornt of DAV Kapildev and infront of sambhu thakur in new A.G, CO-Oprative colony.
Sl. No. | Items of work | Qnty. | Unit | Rate | Amount
1 5.10.1 | Dismantling of Pucca brick or lime work ……do….all complete. | 2.27 | m3 | 497.98 | 1130.4146
1 5.1.1 +5.1.2 BCD | Earth work in excavation in foundation trenches in ordinary soil (vide classification of soil item-A) and disposal of excavated earth as obtained to a distance up to 50 M. including all lifts, levelling,ramming the foundation trenches removing roots of trees, shrubs all complete as per approved design, building specification and direction of E/I | 74.91 | m3 | 153.84 | 11524.1544
2 5.1.10 | Providing coarse clean sand in filling in foundation trenches or in plinth including ramming and watering in layers not exceeding 150 mm thick with all leads and lifts including cost of all materials, labour, royalty and taxes all complete as per building specification & direction of E/I. | 9 | m3 | 415.58 | 3740.22
3 8.6.8 | Supplying and laying (properly as per design and drawing) rip-rap with good quality of boulders duly packed including the cost of materials, royalty all taxes etc. but excluding the cost of carriage all complete as per specification and direction of E/I. | 14.99 | m3 | 1336.28 | 20030.8372
4 5.3.2 | Providing P.C.C M 150 in nominal mix (1:2:4) in foundation with approved quality of stone chips 20 mm to 6 mm size graded and clean coarse sand of F.M. 2.5 to 3 including screening, shuttering, mixing cement concrete in mixer and placing in position, vibrating, skirting, curring, taxes and royalty complete as per building specification and direction of E/I. | 13.4 | m3 | 4492.36 | 60197.624
5 5.2.34 | Providing rough dressed course stone masonry in cement mortar (1:6) in foundation and plinth with hammer dressed stone of less than 0.03 m3 in volume nad clean coarse sand of F.M. 2 to 2.5 including cost of screenign raking out joints to 20mm depth curing taxes and royalty all complete as per building specification and direction of E/I. | 20.6 | m3 | 2873.96 | 59203.576
6 5.7.11 + 5.7.12 | Providing 25mm thick cement plaster (1:4) with clean course sand F.M 1.5 includin screening curing with all leads and lifts of water, scaffoling taxes and royality all complete as per specification and direction of E/I with 1.5 mm cement punning | 151.5 | m2 | 288.27 | 43672.905
7 5.3.30.1 | Providing R.C.C. M-200 with nominal mix of (1:1.5:3) in slab of desired size with approved quality of stone chips and clean coarse sand of F.M. 2.5 to 3 excluding cost of shuttering finishing and reinforcement all complete as per building specifications and direction of E/I. | 11.8 | M3 | 6092.63 | 71893.034
8 5.5.5 (b) | Providing Tor steel reinforcement of 10 mm,12 mm & 16 mm dia bars as per approved design and drawing excluding carriage of Rods (straight or in coils) to work site, cutting, bending and binding with annealed wire with cost of wire, removal of rust, placing the rods in position all complete as per building specification and direction of E/I. | 0.469 | M.T. | 77259.94 | 36234.9119
10 5.3.17.1 | Centering and Shuttering including struting,propping etc and removal of from for Foundation, footing s bases of Coloumns etc for mass Concrete. | 26.03 | M2 | 184.61 | 4805.3983
11 | Carriage of Materials
(i) | Sand with lead of 49 km | 23.91 | M3 | 864.24 | 20663.9784
(ii) | Sand local lead 13 km | 9 | M3 | 408.12 | 3673.08
(iii) | Stone Boulder with lead of 36 km | 35.6 | M3 | 788.88 | 28084.128
(iv) | Stone chips with lead of 22 km | 22.14 | M3 | 466.97 | 10338.7158
(v) | Earth (lead 01 KM) | 74.91 | M3 | 177.1 | 13266.561
|  |  |  | Total | 388459.5386
|  |  |  | GST (12%) | 46615.1446
435074.6832
|  |  |  | L. CESS (1%) | 4350.7468
|  |  |  | TOTAL | 439425.43

## Sheet23
RANCHI MUNICIPAL CORPORATION, RANCHI
BILL OF QUANTITY
Name of Work :-lkdsr fcgkj esa ,0 ds0 flUgk d ?kj ls egsUnz lkssuh ds ?kj rd ih0 lh0 lh0 iFk dk fuekZ.k dk;ZA
Sl. No. | Items of work | Qnty. | Unit | Rate | Amount
1 5.3.2 | Providing PCC M 150 with nominal mix of (1:2:4) in foundation with approved quality of stone chips 20mm to 6mm size graded and clean coarse sand of F.M. 2.5 to 3 including screening, shuttering, mixing cement concrete in mixer and placing in position and ramming till compactin is achieved , curing side shuttering , taxes adn royalty all complete as per building specification and direction of E/I. | 34.27 | Per M3 | 4858.76 | 166509.7052
2 5.3.17.1 | Centring and shuttering including strutting ,propping etc and removal of form from Foundations,footings,base of column etc | 20.45 | M2 | 184.61 | 3775.2745
3 | Carriage of materials |  |  |  | 0
iv | Sand with lead of 47 km | 14.72 | M3 | 864.24 | 12721.6128
ii | Stone chips with lead of 20 km | 29.44 | M3 | 466.97 | 13747.5968
|  |  | Total |  | 196754.1893
|  |  |  | GST (12%) | 23610.5027
220364.692
|  |  |  | L. CESS (1%) | 2203.6469
|  |  |  | TOTAL | 222568.3389
Executive Engineer RMC, Ranchi

## Sheet24
RANCHI MUNICIPAL CORPORATION, RANCHI
BILL OF QUANTITY
Name of Work :-Construction of PCC road behind harmu bye pass at babloo flour mil gali in ward no-27
Sl. No. | Items of work | Qnty. | Unit | Rate | Amount
1 5.3.2.1 | Providing PCC M 200 with nominal mix of (1:1.5:3) in foundation with approved quality of stone chips 20mm to 6mm size graded and clean coarse sand of F.M. 2.5 to 3 including screening, shuttering, mixing cement concrete in mixer and placing in position and ramming till compactin is achieved , curing side shuttering , taxes adn royalty all complete as per building specification and direction of E/I. | 24.43 | M3 | 4858.76 | 118699.5068
2 5.3.17.1 | Centring and shuttering including strutting ,propping etc and removal of form from Foundations,footings,base of column etc | 18.9 | M2 | 184.61 | 3489.129
3 | Carriage of materials
i | Sand (Lead Upto 42 km) | 10.49 | M3 | 864.24 | 9065.8776
ii | Sand (Lead 15 KM) | 20.98 | M3 | 466.97 | 9797.0306
|  |  |  | TOTAL | 141051.544
|  |  |  | GST (12%) | 16926.1853
157977.7293
|  |  |  | L. CESS (1%) | 1579.7773
|  |  |  | TOTAL | 159557.5066

## Sheet25
BILL OF QUANTITY
Name of Work :- Construction of drain in Madhukam from road no-06 bablu verma house to arup choudhary house under in ward no-28.
Sl. No. | Items of work | Qnty. |  | Qnty. | Unit | Rate | Amount
1 5.10.1 | Dismantling of Pucca brick or lime work ……do….all complete. | 5.67 | 0.57 | 2.84 | m3 | 497.98 | 1414.2632
2 5.1.1 +5.1.2 BCD | Earth work in excavation in foundation trenches in ordinary soil (vide classification of soil item-A) and disposal of excavated earth as obtained to a distance up to 50 M. including all lifts, levelling,ramming the foundation trenches removing roots of trees, shrubs all complete as per approved design, building specification and direction of E/I | 53.1 | 25.49 | 76.47 | m3 | 153.84 | 11764.1448
3 5.1.10 | Providing coarse clean sand in filling in foundation trenches or in plinth including ramming and watering in layers not exceeding 150 mm thick with all leads and lifts including cost of all materials, labour, royalty and taxes all complete as per building specification & direction of E/I. | 4.43 | 2.13 | 6.38 | m3 | 415.58 | 2651.4004
4 8.6.8 | Supplying and laying (properly as per design and drawing) rip-rap with good quality of boulders duly packed including the cost of materials, royalty all taxes etc. but excluding the cost of carriage all complete as per specification and direction of E/I. | 7.38 | 3.55 | 10.63 | m3 | 1438.96 | 15296.1448
5 5.3.2 | Providing P.C.C M 150 in nominal mix (1:2:4) in foundation with approved quality of stone chips 20 mm to 6 mm size graded and clean coarse sand of F.M. 2.5 to 3 including screening, shuttering, mixing cement concrete in mixer and placing in position, vibrating, skirting, curring, taxes and royalty complete as per building specification and direction of E/I. | 6.2 | 3 | 9.2 | m3 | 4492.36 | 41329.712
6 5.2.34 | Providing rough dressed course stone masonry in cement mortar (1:6) in foundation and plinth with hammer dressed stone of less than 0.03 m3 in volume nad clean coarse sand of F.M. 2 to 2.5 including cost of screenign raking out joints to 20mm depth curing taxes and royalty all complete as per building specification and direction of E/I. | 15.93 | 7.65 | 25.49 | m3 | 2873.96 | 73257.2404
7 5.7.11 + 5.7.12 | Providing 25mm thick cement plaster (1:4) with clean course sand F.M 1.5 includin screening curing with all leads and lifts of water, scaffoling taxes and royality all complete as per specification and direction of E/I with 1.5 mm cement punning | 135.5 | 65.1 | 171.9 | m2 | 293.85 | 50512.815
8 5.3.30.1 | Providing R.C.C. M-200 with nominal mix of (1:1.5:3) in slab of desired size with approved quality of stone chips and clean coarse sand of F.M. 2.5 to 3 excluding cost of shuttering finishing and reinforcement all complete as per building specifications and direction of E/I. | 1.9 | 5.7 | 10.2 | M3 | 6092.63 | 62144.826
9 5.5.5 (b) | Providing Tor steel reinforcement of 10 mm,12 mm & 16 mm dia bars as per approved design and drawing excluding carriage of Rods (straight or in coils) to work site, cutting, bending and binding with annealed wire with cost of wire, removal of rust, placing the rods in position all complete as per building specification and direction of E/I. | 0.167 | 0.5 | 0.75 | M.T. | 77259.94 | 57944.955
10 5.3.17.1 | Centering and Shuttering including struting,propping etc and removal of from for Foundation, footing s bases of Coloumns etc for mass Concrete. | 4.96 | 14.87 | 14.87 | M2 | 184.61 | 2745.1507
11 | Carriage of Materials
(i) | Sand with lead of 49 km | 14.09 | 8.87 | 23.87 | M3 | 864.24 | 20629.4088
(ii) | Sand local lead 13 km | 4.43 | 2.13 | 6.38 | M3 | 408.12 | 2603.8056
(iii) | Stone Boulder with lead of 36 km | 23.31 | 11.2 | 36.12 | M3 | 788.88 | 28494.3456
(iv) | Stone chips with lead of 22 km | 7.22 | 7.58 | 17.1 | M3 | 466.97 | 7985.187
(v) | Earth (lead 01 KM) | 53.1 | 25.49 | 76.47 | M3 | 177.1 | 13542.837
[6 empty] | Total | 392316.2363
[6 empty] | GST (12%) | 47077.9484
439394.1847
[6 empty] | L. CESS (1%) | 4393.9418
[6 empty] | SAY RS. | 443788.1265

## Sheet26
BILL OF QUANTITY
Name of Work :- Construction of three Nos. Culvert in Madhukam at road no. 5/M and drain slab at gopal mandir road no.3 house under in ward no-28.
Sl. No. | Items of work | Qnty. |  | Qnty. | Unit | Rate | Amount
1 5.10.1 | Dismantling of Pucca brick or lime work ……do….all complete. | 5.67 | 0.57 | 2.84 | m3 | 497.98 | 1414.2632
2 5.1.1 +5.1.2 BCD | Earth work in excavation in foundation trenches in ordinary soil (vide classification of soil item-A) and disposal of excavated earth as obtained to a distance up to 50 M. including all lifts, levelling,ramming the foundation trenches removing roots of trees, shrubs all complete as per approved design, building specification and direction of E/I | 53.1 | 25.49 | 18.73 | m3 | 153.84 | 2881.4232
3 5.1.10 | Providing coarse clean sand in filling in foundation trenches or in plinth including ramming and watering in layers not exceeding 150 mm thick with all leads and lifts including cost of all materials, labour, royalty and taxes all complete as per building specification & direction of E/I. | 4.43 | 2.13 | 1.34 | m3 | 415.58 | 556.8772
4 8.6.8 | Supplying and laying (properly as per design and drawing) rip-rap with good quality of boulders duly packed including the cost of materials, royalty all taxes etc. but excluding the cost of carriage all complete as per specification and direction of E/I. | 7.38 | 3.55 | 2.24 | m3 | 1438.96 | 3223.2704
5 5.3.2 | Providing P.C.C M 150 in nominal mix (1:2:4) in foundation with approved quality of stone chips 20 mm to 6 mm size graded and clean coarse sand of F.M. 2.5 to 3 including screening, shuttering, mixing cement concrete in mixer and placing in position, vibrating, skirting, curring, taxes and royalty complete as per building specification and direction of E/I. | 6.2 | 3 | 1.932 | m3 | 4492.36 | 8679.2395
6 5.2.34 | Providing rough dressed course stone masonry in cement mortar (1:6) in foundation and plinth with hammer dressed stone of less than 0.03 m3 in volume nad clean coarse sand of F.M. 2 to 2.5 including cost of screenign raking out joints to 20mm depth curing taxes and royalty all complete as per building specification and direction of E/I. | 15.93 | 7.65 | 5.35 | m3 | 2873.96 | 15375.686
7 5.7.11 + 5.7.12 | Providing 25mm thick cement plaster (1:4) with clean course sand F.M 1.5 includin screening curing with all leads and lifts of water, scaffoling taxes and royality all complete as per specification and direction of E/I with 1.5 mm cement punning | 135.5 | 65.1 | 24.4 | m2 | 293.85 | 7169.94
8 5.3.30.1 | Providing R.C.C. M-200 with nominal mix of (1:1.5:3) in slab of desired size with approved quality of stone chips and clean coarse sand of F.M. 2.5 to 3 excluding cost of shuttering finishing and reinforcement all complete as per building specifications and direction of E/I. | 1.9 | 5.7 | 7.1 | M3 | 6092.63 | 43257.673
9 5.5.5 (b) | Providing Tor steel reinforcement of 10 mm,12 mm & 16 mm dia bars as per approved design and drawing excluding carriage of Rods (straight or in coils) to work site, cutting, bending and binding with annealed wire with cost of wire, removal of rust, placing the rods in position all complete as per building specification and direction of E/I. | 0.167 | 0.5 | 0.315 | M.T. | 77259.94 | 24336.8811
10 5.3.17.1 | Centering and Shuttering including struting,propping etc and removal of from for Foundation, footing s bases of Coloumns etc for mass Concrete. | 4.96 | 14.87 | 14.5 | M2 | 184.61 | 2676.845
11 | Carriage of Materials
(i) | Sand with lead of 49 km | 14.09 | 8.87 | 6.9 | M3 | 864.24 | 5963.256
(ii) | Sand local lead 13 km | 4.43 | 2.13 | 1.34 | M3 | 408.12 | 546.8808
(iii) | Stone Boulder with lead of 36 km | 23.31 | 11.2 | 7.59 | M3 | 788.88 | 5987.5992
(iv) | Stone chips with lead of 22 km | 7.22 | 7.58 | 7.88 | M3 | 466.97 | 3679.7236
(v) | Earth (lead 01 KM) | 53.1 | 25.49 | 18.73 | M3 | 177.1 | 3317.083
[6 empty] | Total | 129066.6412
[6 empty] | GST (12%) | 15487.9969
144554.6382
[6 empty] | L. CESS (1%) | 1445.5464
[6 empty] | SAY RS. | 146000.1845

## Sheet27
BILL OF QUANTITY
Name of Work :- Construction of Drain in Madhukam from road no.9 deepak saw house to road no.7 Existing nala house under in ward no-28.
Sl. No. | Items of work | Qnty. |  | Qnty. | Unit | Rate | Amount
1 5.10.1 | Dismantling of Pucca brick or lime work ……do….all complete. | 5.67 | 0.57 | 2.84 | m3 | 497.98 | 1414.2632
2 5.1.1 +5.1.2 BCD | Earth work in excavation in foundation trenches in ordinary soil (vide classification of soil item-A) and disposal of excavated earth as obtained to a distance up to 50 M. including all lifts, levelling,ramming the foundation trenches removing roots of trees, shrubs all complete as per approved design, building specification and direction of E/I | 53.1 | 25.49 | 63.72 | m3 | 153.84 | 9802.6848
3 5.1.10 | Providing coarse clean sand in filling in foundation trenches or in plinth including ramming and watering in layers not exceeding 150 mm thick with all leads and lifts including cost of all materials, labour, royalty and taxes all complete as per building specification & direction of E/I. | 4.43 | 2.13 | 5.32 | m3 | 415.58 | 2210.8856
4 8.6.8 | Supplying and laying (properly as per design and drawing) rip-rap with good quality of boulders duly packed including the cost of materials, royalty all taxes etc. but excluding the cost of carriage all complete as per specification and direction of E/I. | 7.38 | 3.55 | 8.86 | m3 | 1438.96 | 12749.1856
5 5.3.2 | Providing P.C.C M 150 in nominal mix (1:2:4) in foundation with approved quality of stone chips 20 mm to 6 mm size graded and clean coarse sand of F.M. 2.5 to 3 including screening, shuttering, mixing cement concrete in mixer and placing in position, vibrating, skirting, curring, taxes and royalty complete as per building specification and direction of E/I. | 6.2 | 3 | 7.7 | m3 | 4492.36 | 34591.172
6 5.2.34 | Providing rough dressed course stone masonry in cement mortar (1:6) in foundation and plinth with hammer dressed stone of less than 0.03 m3 in volume nad clean coarse sand of F.M. 2 to 2.5 including cost of screenign raking out joints to 20mm depth curing taxes and royalty all complete as per building specification and direction of E/I. | 15.93 | 7.65 | 21.24 | m3 | 2873.96 | 61042.9104
7 5.7.11 + 5.7.12 | Providing 25mm thick cement plaster (1:4) with clean course sand F.M 1.5 includin screening curing with all leads and lifts of water, scaffoling taxes and royality all complete as per specification and direction of E/I with 1.5 mm cement punning | 135.5 | 65.1 | 143.3 | m2 | 293.85 | 42108.705
8 5.3.30.1 | Providing R.C.C. M-200 with nominal mix of (1:1.5:3) in slab of desired size with approved quality of stone chips and clean coarse sand of F.M. 2.5 to 3 excluding cost of shuttering finishing and reinforcement all complete as per building specifications and direction of E/I. | 1.9 | 5.7 | 6.8 | M3 | 6092.63 | 41429.884
9 5.5.5 (b) | Providing Tor steel reinforcement of 10 mm,12 mm & 16 mm dia bars as per approved design and drawing excluding carriage of Rods (straight or in coils) to work site, cutting, bending and binding with annealed wire with cost of wire, removal of rust, placing the rods in position all complete as per building specification and direction of E/I. | 0.167 | 0.5 | 0.6 | M.T. | 77259.94 | 46355.964
10 5.3.17.1 | Centering and Shuttering including struting,propping etc and removal of from for Foundation, footing s bases of Coloumns etc for mass Concrete. | 4.96 | 14.87 | 14.87 | M2 | 184.61 | 2745.1507
11 | Carriage of Materials
(i) | Sand with lead of 49 km | 14.09 | 8.87 | 19.22 | M3 | 864.24 | 16610.6928
(ii) | Sand local lead 13 km | 4.43 | 2.13 | 5.32 | M3 | 408.12 | 2171.1984
(iii) | Stone Boulder with lead of 36 km | 23.31 | 11.2 | 30.1 | M3 | 788.88 | 23745.288
(iv) | Stone chips with lead of 22 km | 7.22 | 7.58 | 12.76 | M3 | 466.97 | 5958.5372
(v) | Earth (lead 01 KM) | 53.1 | 25.49 | 63.72 | M3 | 177.1 | 11284.812
[6 empty] | Total | 314221.3337
[6 empty] | GST (12%) | 37706.56
351927.8937
[6 empty] | L. CESS (1%) | 3519.2789
[6 empty] | SAY RS. | 355447.1727

## Sheet28
RANCHI MUNICIPAL CORPORATION, RANCHI
BILL OF QUANTITY
Name of Work :- Construction of RCC drain in kailash mandir from mukesh barnawal house to vijay saw house and construction of slab at machli gali in ward no-28.
Sl. No. | Items of work | Qnty. | Unit | Rate | Amount
1 5.1.1 +5.1.2 BCD | Earth work in excavation in foundation trenches in ordinary soil (vide classification of soil item-A) and disposal of excavated earth as obtained to a distance up to 50 M. including all lifts, levelling,ramming the foundation trenches removing roots of trees, shrubs all complete as per approved design, building specification and direction of E/I | 42.49 | M3 | 153.84 | 6536.66
2 5.1.10 | Providing coarse clean sand in filling in foundation trenches or in plinth including ramming and watering in layers not exceeding 150 mm thick with all leads and lifts including cost of all materials, labour, royalty and taxes all complete as per building specification & direction of E/I. | 3.55 | M3 | 415.58 | 1475.31
3 8.8.6 | Supplying and laying (properly as per design and drawing) rip-rap with good quality of boulders duly packed including the cost of materials, royalty all taxes etc. but excluding the cost of carriage all complete as per specification and direction of E/I. | 5.91 | M3 | 1438.96 | 8504.25
4 5.3.2.1 | Providing P.C.C M 200 in nominal mix (1:1.5:3) in foundation with approved quality of stone chips 20 mm to 6 mm size graded and clean coarse sand of F.M. 2.5 to 3 including screening, shuttering, mixing cement concrete in mixer and placing in position, vibrating, skirting, curring, taxes and royalty complete as per building specification and direction of E/I. | 15.58 | M3 | 5810.71 | 90530.86
5 5.3.30.1 | Providing Precast R.C.C M 200 in nominal mix (1:1.5:3) in slab ……..do…..all complete as per specification and direction of E/I. | 12.4 | M3 | 6092.63 | 75548.61
6 5.5.4 | Providing Tor steel reinforcement of 8 mm dia bars as per approved design and drawing excluding carriage of Rods (straight or in coils) to work site, cutting, bending and binding with annealed wire with cost of wire, removal of rust, placing the rods in position all complete as per building specification and direction of E/I. | 0.89 | MT | 79086.94 | 70387.38
7 5.5.5 | Providing Tor steel reinforcement of 10 mm,12 mm & 16 mm dia bars as per approved design and drawing excluding carriage of Rods (straight or in coils) to work site, cutting, bending and binding with annealed wire with cost of wire, removal of rust, placing the rods in position all complete as per building specification and direction of E/I. | 1.48 | MT | 77259.94 | 114344.7112
8 5.3.17.1 | Centering and Shuttering including struting,propping etc and removal of from for Foundation, footing s bases of Coloumns etc for mass Concrete. | 162.64 | M2 | 184.61 | 30024.97
9 | Carriage of materials
i | Sand (Lead Upto 47 km) | 12.04 | M3 | 864.24 | 10405.4496
ii | Sand (Lead 16 KM) | 3.55 | M3 | 408.24 | 1449.252
iii | Stone Boulder (Lead 34 KM) | 5.91 | M3 | 788.88 | 4662.2808
iv | Stone Chips (Lead 20 KM) | 24.08 | M3 | 466.97 | 11244.6376
v | Earth (Lead 01 KM) | 42.4 | M3 | 177.1 | 7509.04
Total |  |  |  |  | 432623.4112
|  |  |  | GST (12%) | 51914.8093
484538.2205
|  |  |  | L. CESS (1%) | 4845.3822
|  |  |  | SAY RS. | 489383.6027

## Sheet29
RANCHI MUNICIPAL CORPORATION, RANCHI
BILL OF QUANTITY
Name of Work :- Construction of PCC road at Raja nagar in Parsad Gali Under Ward No-46.
Sl. No. | Items of work | Qnty. | Unit | Rate | Amount
1 | Providing labour for cleaning of site as per specification and direction E/I. | 2 | Each | 330.4 | 660.8
2 5.1.1 +5.1.2 BCD | Earth work in excavation in foundation trenches in ordinary soil (vide classification of soil item-A) and disposal of excavated earth as obtained to a distance up to 50 M. including all lifts, levelling,ramming the foundation trenches removing roots of trees, shrubs all complete as per approved design, building specification and direction of E/I | 9.3 | M3 | 153.84 | 1430.712
3 5.1.10 | Providing coarse clean sand in filling in foundation trenches or in plinth including ramming and watering in layers not exceeding 150 mm thick with all leads and lifts including cost of all materials ,labour, royalty and taxes all complete as per building specification and direction of E/I. | 3.47 | M3 | 415.58 | 1442.0626
4 5.6.8 | Supplying and laying (properly as per design and drawing ) rip-rap with good quality of boulders duty packed including the cost of materials royalty all taxes etc. but excluding the cost of carriage all complete as per specification and direction of E/I. | 5.78 | M3 | 1438.96 | 8317.1888
5 J.B.C.D .5.3.2.1 | Providing P.C.C.M-200 in nominal mix of (1:1.5:3) in foundation with approved quality of stone chips 20mm to 6mm size graded and clean coarse sand of F.M.2.5 to 3 including screening, shuttering,mixing cement concrete in mixer and placing in position, vibrating,striking, curing taxes and royalty all complete as per specification and direction of E/I. | 34.69 | M³ | 4858.76 | 168550.3844
6 5.3.17.1 | Centring and shuttering including strutting ,propping etc and removal of form from Foundations,footings,base of column etc | 32.53 | M2 | 184.61 | 6005.3633
7 | Carriage of materials
i | Sand with lead of 42 km | 14.92 | M3 | 790.67 | 11796.7964
ii | Local Sand with lead of 18 km | 3.47 | M3 | 437.55 | 1518.2985
iii | Stone Boulder with lead of 29 km | 5.78 | M3 | 712.09 | 4115.8802
iv | Stone chips with lead of 15 km | 29.84 | M3 | 393.4 | 11739.056
v | Earth (lead 01 KM) | 9.3 | M3 | 177.1 | 1647.03
|  |  |  | TOTAL | 217223.5722
|  |  |  | GST (12%) | 26066.8287
243290.4009
|  |  |  | L. CESS (1%) | 2432.904
|  |  |  | TOTAL | 245723.3049

## Sheet30
BILL OF QUANTITY
Name of Work :- Construction of drain at pathar road from house of hazi harun to house of rakesh nepali under in ward no-49.
Sl. No. | Items of work | Qnty. | Unit | Rate | Amount
1 5.10.1 | Dismentalling plain Cement work or lime work including Stacking serviceable materials in Countable stacks within 15 m lead and disposal of unserviceable materials with all leads complete as per direction | 7.36 | M3 | 878.79 | 6467.89
2 5.1.1 +5.1.2 BCD | Earth work in excavation in foundation trenches in ordinary soil (vide classification of soil item-A) and disposal of excavated earth as obtained to a distance up to 50 M. including all lifts, levelling,ramming the foundation trenches removing roots of trees, shrubs all complete as per approved design, building specification and direction of E/I | 109.25 | m3 | 153.84 | 16807.02
3 5.1.10 | Providing coarse clean sand in filling in foundation trenches or in plinth including ramming and watering in layers not exceeding 150 mm thick with all leads and lifts including cost of all materials, labour, royalty and taxes all complete as per building specification & direction of E/I. | 10.23 | m3 | 415.58 | 4251.3834
4 8.6.8 | Supplying and laying (properly as per design and drawing) rip-rap with good quality of boulders duly packed including the cost of materials, royalty all taxes etc. but excluding the cost of carriage all complete as per specification and direction of E/I. | 17.05 | m3 | 1438.96 | 24534.268
5 5.3.2 | Providing P.C.C M 150 in nominal mix (1:2:4) in foundation with approved quality of stone chips 20 mm to 6 mm size graded and clean coarse sand of F.M. 2.5 to 3 including screening, shuttering, mixing cement concrete in mixer and placing in position, vibrating, skirting, curring, taxes and royalty complete as per building specification and direction of E/I. | 14.4 | m3 | 4492.36 | 64689.984
6 5.2.34 | Providing rough dressed course stone masonry in cement mortar (1:6) in foundation and plinth with hammer dressed stone of less than 0.03 m3 in volume nad clean coarse sand of F.M. 2 to 2.5 including cost of screenign raking out joints to 20mm depth curing taxes and royalty all complete as per building specification and direction of E/I. | 33.25 | m3 | 2873.96 | 95559.17
7 5.7.11 + 5.7.12 | Providing 25mm thick cement plaster (1:4) with clean course sand F.M 1.5 includin screening curing with all leads and lifts of water, scaffoling taxes and royality all complete as per specification and direction of E/I with 1.5 mm cement punning | 256.58 | m2 | 293.85 | 75396.033
8 5.3.30.1 | Providing R.C.C. M-200 with nominal mix of (1:1.5:3) in slab of desired size with approved quality of stone chips and clean coarse sand of F.M. 2.5 to 3 excluding cost of shuttering finishing and reinforcement all complete as per building specifications and direction of E/I. | 20.8 | M3 | 6092.63 | 126726.704
9 5.5.5 (b) | Providing Tor steel reinforcement of 10 mm,12 mm & 16 mm dia bars as per approved design and drawing excluding carriage of Rods (straight or in coils) to work site, cutting, bending and binding with annealed wire with cost of wire, removal of rust, placing the rods in position all complete as per building specification and direction of E/I. | 2.02 | M.T. | 77259.94 | 156065.0788
10 5.3.17.1 | Centering and Shuttering including struting,propping etc and removal of from for Foundation, footing s bases of Coloumns etc for mass Concrete. | 106.13 | M2 | 184.61 | 19592.6593
11 | Carriage of Materials
(i) | Sand with lead of 42 km | 36.17 | M3 | 790.67 | 28598.5339
(ii) | Local Sand with lead of 18 km | 10.23 | M3 | 437.55 | 4476.1365
(iii) | Stone Boulder with lead of 29 km | 50.3 | M3 | 712.09 | 35818.127
(iv) | Stone chips with lead of 15 km | 30.85 | M3 | 393.4 | 12136.39
(v) | Earth (lead 01 KM) | 109.25 | M3 | 177.1 | 19348.175
|  |  |  | Total | 690467.5529
|  |  |  | GST (12%) | 82856.1063
773323.6592
|  |  |  | L. CESS (1%) | 7733.2366
|  |  |  | SAY RS. | 781056.8958

## Sheet31
RANCHI MUNICIPAL CORPORATION, RANCHI
BILL OF QUANTITY
Name of Work :- construction of pcc road at Manitola Nizamnagar road no5&6 Under Ward No-49.
Sl. No. | Items of work | Qnty. | Unit | Rate | Amount
1 | Providing labour for cleaning of site as per specification and direction E/I. | 2 | Each | 330.4 | 660.8
2 5.1.1 +5.1.2 BCD | Earth work in excavation in foundation trenches in ordinary soil (vide classification of soil item-A) and disposal of excavated earth as obtained to a distance up to 50 M. including all lifts, levelling,ramming the foundation trenches removing roots of trees, shrubs all complete as per approved design, building specification and direction of E/I | 24.07 | M3 | 153.84 | 3702.9288
3 5.1.10 | Providing coarse clean sand in filling in foundation trenches or in plinth including ramming and watering in layers not exceeding 150 mm thick with all leads and lifts including cost of all materials ,labour, royalty and taxes all complete as per building specification and direction of E/I. | 12.04 | M3 | 415.58 | 5003.5832
4 5.6.8 | Supplying and laying (properly as per design and drawing ) rip-rap with good quality of boulders duty packed including the cost of materials royalty all taxes etc. but excluding the cost of carriage all complete as per specification and direction of E/I. | 20.06 | M3 | 1336.28 | 26805.7768
5 5.3.2.1 | Providing PCC M 200 with nominal mix of (1:1.5:3) in foundation with approved quality of stone chips 20mm to 6mm size graded and clean coarse sand of F.M. 2.5 to 3 including screening, shuttering, mixing cement concrete in mixer and placing in position and ramming till compactin is achieved , curing side shuttering , taxes adn royalty all complete as per building specification and direction of E/I. | 24.07 | M3 | 4858.76 | 116950.3532
6 5.3.17.1 | Centring and shuttering including strutting ,propping etc and removal of form from Foundations,footings,base of column etc | 16.73 | M2 | 184.61 | 3088.5253
7 | Carriage of materials
i | Sand with lead of 42 km | 10.35 | M3 | 790.67 | 8183.4345
ii | Local Sand with lead of 18 km | 12.04 | M3 | 437.55 | 5268.102
iii | Stone Boulder with lead of 29 km | 20.06 | M3 | 712.09 | 14284.5254
iv | Stone chips with lead of 15 km | 20.7 | M3 | 393.4 | 8143.38
v | Earth (lead 01 KM) | 24.07 | M3 | 177.1 | 4262.797
|  |  |  | TOTAL | 196354.2062
|  |  |  | GST (12%) | 23562.5047
219916.7109
|  |  |  | L. CESS (1%) | 2199.1671
|  |  |  | SAY RS. | 222115.8781

## Sheet32
RANCHI MUNICIPAL CORPORATION, RANCHI
BILL OF QUANTITY
Name of Work :- construction of pcc road at Manitola Nizamnagar road no-07 from house of iqbal to house of karijan Under Ward No-49.
Sl. No. | Items of work | Qnty. | Unit | Rate | Amount
1 | Providing labour for cleaning of site as per specification and direction E/I. | 2 | Each | 330.4 | 660.8
2 5.1.1 +5.1.2 BCD | Earth work in excavation in foundation trenches in ordinary soil (vide classification of soil item-A) and disposal of excavated earth as obtained to a distance up to 50 M. including all lifts, levelling,ramming the foundation trenches removing roots of trees, shrubs all complete as per approved design, building specification and direction of E/I | 41.06 | M3 | 153.84 | 6316.6704
3 5.1.10 | Providing coarse clean sand in filling in foundation trenches or in plinth including ramming and watering in layers not exceeding 150 mm thick with all leads and lifts including cost of all materials ,labour, royalty and taxes all complete as per building specification and direction of E/I. | 20.53 | M3 | 415.58 | 8531.8574
4 5.6.8 | Supplying and laying (properly as per design and drawing ) rip-rap with good quality of boulders duty packed including the cost of materials royalty all taxes etc. but excluding the cost of carriage all complete as per specification and direction of E/I. | 34.22 | M3 | 1336.28 | 45727.5016
5 5.3.2.1 | Providing PCC M 200 with nominal mix of (1:1.5:3) in foundation with approved quality of stone chips 20mm to 6mm size graded and clean coarse sand of F.M. 2.5 to 3 including screening, shuttering, mixing cement concrete in mixer and placing in position and ramming till compactin is achieved , curing side shuttering , taxes adn royalty all complete as per building specification and direction of E/I. | 41.06 | M3 | 4858.76 | 199500.6856
6 5.3.17.1 | Centring and shuttering including strutting ,propping etc and removal of form from Foundations,footings,base of column etc | 26.95 | M2 | 184.61 | 4975.2395
7 | Carriage of materials
i | Sand with lead of 42 km | 17.66 | M3 | 790.67 | 13963.2322
ii | Local Sand with lead of 18 km | 20.53 | M3 | 437.55 | 8982.9015
iii | Stone Boulder with lead of 29 km | 34.22 | M3 | 712.09 | 24367.7198
iv | Stone chips with lead of 15 km | 35.32 | M3 | 393.4 | 13894.888
v | Earth (lead 01 KM) | 41.06 | M3 | 177.1 | 7271.726
|  |  |  | TOTAL | 334193.222
|  |  |  | GST (12%) | 40103.1866
374296.4086
|  |  |  | L. CESS (1%) | 3742.9641
|  |  |  | SAY RS. | 378039.3727

## Sheet33
RANCHI MUNICIPAL CORPORATION, RANCHI
BILL OF QUANTITY
Name of Work :- construction of pcc road at K.G.N Colony road no-02 Under Ward No-49.
Sl. No. | Items of work | Qnty. | Unit | Rate | Amount
1 | Providing labour for cleaning of site as per specification and direction E/I. | 6 | Each | 330.4 | 1982.4
2 5.1.1 +5.1.2 BCD | Earth work in excavation in foundation trenches in ordinary soil (vide classification of soil item-A) and disposal of excavated earth as obtained to a distance up to 50 M. including all lifts, levelling,ramming the foundation trenches removing roots of trees, shrubs all complete as per approved design, building specification and direction of E/I | 69.31 | M3 | 153.84 | 10662.6504
3 5.1.10 | Providing coarse clean sand in filling in foundation trenches or in plinth including ramming and watering in layers not exceeding 150 mm thick with all leads and lifts including cost of all materials ,labour, royalty and taxes all complete as per building specification and direction of E/I. | 34.66 | M3 | 415.58 | 14404.0028
4 5.6.8 | Supplying and laying (properly as per design and drawing ) rip-rap with good quality of boulders duty packed including the cost of materials royalty all taxes etc. but excluding the cost of carriage all complete as per specification and direction of E/I. | 57.76 | M3 | 1336.28 | 77183.5328
5 5.3.2.1 | Providing PCC M 200 with nominal mix of (1:1.5:3) in foundation with approved quality of stone chips 20mm to 6mm size graded and clean coarse sand of F.M. 2.5 to 3 including screening, shuttering, mixing cement concrete in mixer and placing in position and ramming till compactin is achieved , curing side shuttering , taxes adn royalty all complete as per building specification and direction of E/I. | 69.31 | M3 | 4858.76 | 336760.6556
6 5.3.17.1 | Centring and shuttering including strutting ,propping etc and removal of form from Foundations,footings,base of column etc | 53.25 | M2 | 184.61 | 9830.4825
7 | Carriage of materials
i | Sand with lead of 42 km | 29.81 | M3 | 790.67 | 23569.8727
ii | Local Sand with lead of 18 km | 34.66 | M3 | 437.55 | 15165.483
iii | Stone Boulder with lead of 29 km | 57.76 | M3 | 712.09 | 41130.3184
iv | Stone chips with lead of 15 km | 59.61 | M3 | 393.4 | 23450.574
v | Earth (lead 01 KM) | 69.31 | M3 | 177.1 | 12274.801
|  |  |  | TOTAL | 566414.7732
|  |  |  | GST (12%) | 67969.7728
634384.546
|  |  |  | L. CESS (1%) | 6343.8455
|  |  |  | SAY RS. | 640728.3914

## Sheet34
RANCHI MUNICIPAL CORPORATION, RANCHI
BILL OF QUANTITY
Name of Work :- Construction of RCC Drain at hajrat ali chowk near house of galib to house jamil Under Ward No-49.
Sl. No. | Items of work | Qnty. | Unit | Rate | Amount
1 | Providing labour for cleaning of site as per specification and direction E/I. | 1 | Each | 330.4 | 330.4
2 5.10.1 | Dismentalling plain Cement work or lime work including Stacking serviceable materials in Countable stacks within 15 m lead and disposal of unserviceable materials with all leads complete as per direction | 1.24 | M3 | 878.79 | 1089.7
3 5.1.1 +5.1.2 BCD | Earth work in excavation in foundation trenches in ordinary soil (vide classification of soil item-A) and disposal of excavated earth as obtained to a distance up to 50 M. including all lifts, levelling,ramming the foundation trenches removing roots of trees, shrubs all complete as per approved design, building specification and direction of E/I | 74.35 | M3 | 153.84 | 11438.004
4 5.1.10 | Providing coarse clean sand in filling in foundation trenches or in plinth including ramming and watering in layers not exceeding 150 mm thick with all leads and lifts including cost of all materials ,labour, royalty and taxes all complete as per building specification and direction of E/I. | 6.96 | M3 | 415.58 | 2892.4368
5 5.6.8 | Supplying and laying (properly as per design and drawing ) rip-rap with good quality of boulders duty packed including the cost of materials royalty all taxes etc. but excluding the cost of carriage all complete as per specification and direction of E/I. | 11.6 | M3 | 1336.28 | 15500.848
6 5.3.10 | Providing RCC-M200 with nominal mix of (1:1.5:3) in foundation and plinth with approved quality of stone --do--all complete as per drawing and Technical specification. . | 29.52 | M3 | 5891.97 | 173930.9544
7 5.3.11 | Providing R.C.C. M-200 with nominal mix of (1:1.5:3) in slab of desired size with approved quality of stone chips and clean coarse sand of F.M. 2.5 to 3 excluding cost of shuttering finishing and reinforcement all complete as per building specifications and direction of E/I. | 14.56 | M3 | 6092.63 | 88708.6928
8 5.3.17.1 | Centring and shuttering including strutting ,propping etc and removal of form from Foundations,footings,base of column etc | 217.35 | M2 | 184.61 | 40124.9835
9 5.5.4 | Providing Tor steel reinforcement of 8 mm dia bars as per approved design and drawing excluding carriage of Rods (straight or in coils) to work site, cutting, bending and binding with annealed wire with cost of wire, removal of rust, placing the rods in position all complete as per building specification and direction of E/I. | 2.35 | MT | 79086.94 | 185854.309
10 5.5.5 | Providing Tor steel reinforcement of 10 mm,12 mm & 16 mm dia bars as per approved design and drawing excluding carriage of Rods (straight or in coils) to work site, cutting, bending and binding with annealed wire with cost of wire, removal of rust, placing the rods in position all complete as per building specification and direction of E/I. | 1.41 | MT | 77259.94 | 108936.5154
11 | Carriage of materials
i | Sand with lead of 42 km | 18.96 | M3 | 790.67 | 14991.1032
ii | Local Sand with lead of 18 km | 6.96 | M3 | 437.55 | 3045.348
iii | Stone Boulder with lead of 29 km | 11.6 | M3 | 712.09 | 8260.244
iv | Stone chips with lead of 15 km | 37.91 | M3 | 393.4 | 14913.794
v | Earth (lead 01 KM) | 74.35 | M3 | 177.1 | 13167.385
|  |  |  | TOTAL | 681764.6181
|  |  |  | GST (12%) | 81811.7542
763576.3723
|  |  |  | L. CESS (1%) | 7635.7637
|  |  |  | SAY RS. | 771212.136

## Sheet35
RANCHI MUNICIPAL CORPORATION, RANCHI
BILL OF QUANTITY
Name of Work :- construction of Drain at K.G.N Colony road no-02 Under Ward No-49.
Sl. No. | Items of work | Qnty. | Unit | Rate | Amount
1 | Providing labour for cleaning of site as per specification and direction E/I. | 5 | Each | 330.4 | 1652
2 5.1.1 +5.1.2 BCD | Earth work in excavation in foundation trenches in ordinary soil (vide classification of soil item-A) and disposal of excavated earth as obtained to a distance up to 50 M. including all lifts, levelling,ramming the foundation trenches removing roots of trees, shrubs all complete as per approved design, building specification and direction of E/I | 78.45 | M3 | 153.84 | 12068.748
3 5.1.10 | Providing coarse clean sand in filling in foundation trenches or in plinth including ramming and watering in layers not exceeding 150 mm thick with all leads and lifts including cost of all materials ,labour, royalty and taxes all complete as per building specification and direction of E/I. | 7.31 | M3 | 415.58 | 3037.8898
4 5.6.8 | Supplying and laying (properly as per design and drawing ) rip-rap with good quality of boulders duty packed including the cost of materials royalty all taxes etc. but excluding the cost of carriage all complete as per specification and direction of E/I. | 12.19 | M3 | 1336.28 | 16289.2532
5 5.3.10 | Providing RCC-M200 with nominal mix of (1:1.5:3) in foundation and plinth with approved quality of stone --do--all complete as per drawing and Technical specification. . | 31.47 | M3 | 5891.97 | 185420.2959
6 5.3.11 | Providing R.C.C. M-200 with nominal mix of (1:1.5:3) in slab of desired size with approved quality of stone chips and clean coarse sand of F.M. 2.5 to 3 excluding cost of shuttering finishing and reinforcement all complete as per building specifications and direction of E/I. | 14.79 | M3 | 6092.63 | 90109.9977
7 5.3.17.1 | Centring and shuttering including strutting ,propping etc and removal of form from Foundations,footings,base of column etc | 260.07 | M2 | 184.61 | 48011.5227
8 5.5.4 | Providing Tor steel reinforcement of 8 mm dia bars as per approved design and drawing excluding carriage of Rods (straight or in coils) to work site, cutting, bending and binding with annealed wire with cost of wire, removal of rust, placing the rods in position all complete as per building specification and direction of E/I. | 2.5 | MT | 79086.94 | 197717.35
9 5.5.5 | Providing Tor steel reinforcement of 10 mm,12 mm & 16 mm dia bars as per approved design and drawing excluding carriage of Rods (straight or in coils) to work site, cutting, bending and binding with annealed wire with cost of wire, removal of rust, placing the rods in position all complete as per building specification and direction of E/I. | 1.44 | MT | 77259.94 | 111254.3136
10 | Carriage of materials
i | Sand with lead of 42 km | 19.89 | M3 | 790.67 | 15726.4263
ii | Local Sand with lead of 18 km | 7.31 | M3 | 437.55 | 3198.4905
iii | Stone Boulder with lead of 29 km | 12.19 | M3 | 712.09 | 8680.3771
iv | Stone chips with lead of 15 km | 39.78 | M3 | 393.4 | 15649.452
v | Earth (lead 01 KM) | 78.45 | M3 | 177.1 | 13893.495
|  |  |  | TOTAL | 722709.6118
|  |  |  | GST (12%) | 86725.1534
809434.7652
|  |  |  | L. CESS (1%) | 8094.3477
|  |  |  | SAY RS. | 817529.1129

## Sheet36
RANCHI MUNICIPAL CORPORATION, RANCHI
BILL OF QUANTITY
Name of Work :- Construction of PCC road at gaus nagar from madarsa gosia to house of gulam gaus and house of samim khan to gausnagar mashid Under Ward No-49.
Sl. No. | Items of work | Qnty. | Unit | Rate | Amount
1 | Providing labour for cleaning of site as per specification and direction E/I. | 1 | Each | 330.4 | 330.4
2 5.1.1 +5.1.2 BCD | Earth work in excavation in foundation trenches in ordinary soil (vide classification of soil item-A) and disposal of excavated earth as obtained to a distance up to 50 M. including all lifts, levelling,ramming the foundation trenches removing roots of trees, shrubs all complete as per approved design, building specification and direction of E/I | 42.85 | M3 | 153.84 | 6592.044
3 5.1.10 | Providing coarse clean sand in filling in foundation trenches or in plinth including ramming and watering in layers not exceeding 150 mm thick with all leads and lifts including cost of all materials ,labour, royalty and taxes all complete as per building specification and direction of E/I. | 21.42 | M3 | 415.58 | 8901.7236
4 5.6.8 | Supplying and laying (properly as per design and drawing ) rip-rap with good quality of boulders duty packed including the cost of materials royalty all taxes etc. but excluding the cost of carriage all complete as per specification and direction of E/I. | 35.71 | M3 | 1336.28 | 47718.5588
5 5.3.2.1 | Providing PCC M 200 with nominal mix of (1:1.5:3) in foundation with approved quality of stone chips 20mm to 6mm size graded and clean coarse sand of F.M. 2.5 to 3 including screening, shuttering, mixing cement concrete in mixer and placing in position and ramming till compactin is achieved , curing side shuttering , taxes adn royalty all complete as per building specification and direction of E/I. | 42.85 | M3 | 4858.76 | 208197.866
6 5.3.17.1 | Centring and shuttering including strutting ,propping etc and removal of form from Foundations,footings,base of column etc | 30.39 | M2 | 184.61 | 5610.2979
7 | Carriage of materials
i | Sand with lead of 42 km | 18.43 | M3 | 790.67 | 14572.0481
ii | Local Sand with lead of 18 km | 21.42 | M3 | 437.55 | 9372.321
iii | Stone Boulder with lead of 29 km | 35.71 | M3 | 712.09 | 25428.7339
iv | Stone chips with lead of 15 km | 36.85 | M3 | 393.4 | 14496.79
v | Earth (lead 01 KM) | 42.85 | M3 | 177.1 | 7588.735
|  |  |  | TOTAL | 348809.5183
|  |  |  | GST (12%) | 41857.1422
390666.6605
|  |  |  | L. CESS (1%) | 3906.6666
|  |  |  | SAY RS. | 394573.3271

## Sheet37
RANCHI MUNICIPAL CORPORATION, RANCHI
BILL OF QUANTITY
Name of Work :-Beautification of Sarna Asthal Under Ward No-50 Hundru Basti.
Sl. No. | Items of work | Qnty. | Unit | Rate | Amount
1 5.1.1 +5.1.2 BCD | Earth Work Excavation for structure as per technical specification clause 305.1 including setting out ,construction of shoring and brading in foundation trenches complete as per drawing and Technical specification. | 27.62 | M3 | 153.84 | 4249.0608 | 4247
2 5.1.1 | Providing coarse clean sand in filling in foundation trenches or in plinth including ramming and watering in layers not exceeding 150 mm thick with all leads and lifts including cost of all materials ,labour, royalty and taxes all complete as per building specification and direction of E/I. | 1.0612 | M3 | 415.58 | 441 | 441
3 8.6.8 | Supplying and laying (properly as per design and drawing ) rip-rap with good quality of boulders duty packed including the cost of materials royalty all taxes etc. but excluding the cost of carriage all complete as per specification and direction of E/I. | 1.7698 | M3 | 1336.28 | 2365 | 2365
4 5.3.2.1 | Providing PCC M 200 with nominal mix of (1:1.5:3) in foundation with approved quality of stone chips 20mm to 6mm size graded and clean coarse sand of F.M. 2.5 to 3 including screening, shuttering, mixing cement concrete in mixer and placing in position and ramming till compactin is achieved , curing side shuttering , taxes adn royalty all complete as per building specification and direction of E/I. | 2.6196 | M3 | 4858.76 | 12728 | 12728
5 5.7.11 + 5.7.12 | Providing 25mm thick cement plaster (1:4) with clean course sand F.M 1.5 includin screening curing with all leads and lifts of water, scaffoling taxes and royality all complete as per specification and direction of E/I with 1.5 mm cement punning | 27.8816 | m2 | 293.85 | 8193 | 8193
6 DSR 2019 16.91 | Providing and laying factory made chamfered edge cement concrete paver blocks in footpath,parks lawns drive ways or light traffic parking etc, required strength,thickness & size and shape ,made by table vibratory method... do.......E/I. | 139.4 | M3 | 877.72 | 122354.168 | 11744
7 5.2.34 | Providing rough dressed course stone masonry in cement mortar (1:6) in foundation and plinth with hammer dressed stone of less than 0.03 m3 in volume nad clean coarse sand of F.M. 2 to 2.5 including cost of screenign raking out joints to 20mm depth curing taxes and royalty all complete as per building specification and direction of E/I. | 7.22 | m3 | 2873.96 | 20750 | 20750
8 | Carriage of materials
i | Local Sand with lead of 18 km | 1.0605 | M3 | 437.55 | 464 | 464
ii | Sand with lead of 42 km | 4.825 | M3 | 790.67 | 3815 | 3815
iii | Stone Boulder with lead of 29 km | 8.9904 | M3 | 712.09 | 6402 | 6402
iv | Stone chips with lead of 15 km | 2.2496 | M3 | 393.4 | 885 | 885
v | Earth (lead 01 KM) | 20.62 | M3 | 177.1 | 3651.802 | 4891
|  |  |  | TOTAL | 186298.0308
|  |  |  | GST (12%) | 22355.7637
208653.7945
|  |  |  | L. CESS (1%) | 2086.5379
|  |  |  | TOTAL | 210740.3324

## Sheet38
RANCHI MUNICIPAL CORPORATION, RANCHI
BILL OF QUANTITY
Name of Work :-Construction of PCC Road from back of pankaj house to raju house at pithia toli.
Sl. No. | Items of work | Qnty. | Unit | Rate | Amount
1 5.1.1 +5.1.2 BCD | Earth work in excavation in foundation trenches in ordinary soil (vide classification of soil item-A) and disposal of excavated earth as obtained to a distance up to 50 M. including all lifts, levelling, ramming the foundation trenches removing roots of trees, shrubs all complete as per approved design, building specification and direction of E/I. Extra for earthwork in hard soil as per specification & direction of E/I.(vide classification of soil item-B) | 99.45 | M3 | 153.84 | 15299.388 | 3166
2 5.1.1 | Providing coarse clean sand in filling in foundation trenches or in plinth including ramming and watering in layers not exceeding 150 mm thick with all leads and lifts including cost of all materials ,labour, royalty and taxes all complete as per building specification and direction of E/I. | 36.53 | M3 | 415.58 | 15181.1374 | 1353
3 5.6.8 | Supplying and laying (properly as per design and drawing ) rip-rap with good quality of boulders duty packed including the cost of materials royalty all taxes etc. but excluding the cost of carriage all complete as per specification and direction of E/I. | 50.74 | M3 | 1336.28 | 67802.8472 | 7253
4 5.3.2.1 | Providing PCC M 200 with nominal mix of (1:1.5:3) in foundation with approved quality of stone chips 20mm to 6mm size graded and clean coarse sand of F.M. 2.5 to 3 including screening, shuttering, mixing cement concrete in mixer and placing in position and ramming till compactin is achieved , curing side shuttering , taxes adn royalty all complete as per building specification and direction of E/I. | 60.89 | M3 | 4858.76 | 295849.8964 | 213194
5 5.3.17.1 | Centring and shuttering including strutting ,propping etc and removal of form from Foundations,footings,base of column etc | 39.96 | M2 | 184.61 | 7377.0156 | 4804
6 DSR 2019 16.91 | Providing and laying factory made chamfered edge cement concrete paver blocks in footpath,parks lawns drive ways or light traffic parking etc, required strength,thickness & size and shape ,made by table vibratory method... do.......E/I. | 119.89 | M3 | 842.46 | 101002.5294 | 65769
7 | Carriage of materials
i | Local Sand with lead of 18 km | 36.53 | M3 | 437.55 | 15983.7015 | 1422
ii | Sand with lead of 42 km | 26.15 | M3 | 790.67 | 20676.0205 | 14897
iii | Stone Boulder with lead of 29 km | 50.74 | M3 | 712.09 | 36131.4466 | 3867
iv | Stone chips with lead of 15 km | 52.3 | M3 | 393.4 | 20574.82 | 14823
v | Earth (lead 01 KM) | 99.45 | M3 | 177.1 | 17612.595 | 3645
vi | Paver Block | 4450 | NOS | 0.78606 | 3497.9625 | 2278
|  |  |  | TOTAL | 616989.3602
|  |  |  | GST (12%) | 74038.7232
691028.0834
|  |  |  | L. CESS (1%) | 6910.2808
|  |  |  | TOTAL | 697938.3642